## Sheet1
Revisions
2006-03-31
1. Deleted QS03 magnet and power supply
2. Added XC21401 magnet to list as new magnet and dded it to Feedback Loop 2
3. Deleted XC21402 magnet from the list
4. Added XC21502 to Feedback Loop 2
5. Deleted XC21503 from Feedback Loop 2
6. Updated BXG Short and long trem stabilities to 100ppm
7. Updated BXS short and long trem stabilities to 100ppm

## Power Supply List
Magnet Data Carl Rago LCLS_LCLS_Magnets_R13.xls | [21 empty] | Cable Data | [5 empty] | Power Supply Data | [21 empty] | Controller |  |  |  |  | Daughter-Board EEPROM | [5 empty] | AC Input Data |  |  |  |  | EI Drawing
Transductor
Magnet - Values Based on Standardizing | [21 empty] | Individual or String | [5 empty] | DC Requirement | [10 empty] | DC Rating and Other Data | [21 empty] | Standardizing AC Input |  |  |  |  | EI
[13 empty] | SLC |  |  | LCLS | [5 empty] | Cable - Based on Standardizing I +10% | [5 empty] | Power Supply Ratings and Other Information | [21 empty] | Controller |  |  | Transductor | [7 empty] | AC Draw (ea PS) |  |  |  | Total AC | Number
Name (Element) | Type (Keyword) | Quantity | Area | New (N)/Existing (E)/Refurbished (R) | Unipolar (U) or Bipolar (B) | Fast Feedbck Loop # | String (s) or Individually (I) Powered | Single Magnet Inductance (H) | 40C Single Magnet or Load Resistance (ohms) | Maximum Ramp di/dt (A/sec) | Short Term (1 sec) Stability in RMS ppm | Long Term Stability (10 second, 30C) in RMS ppm | Single Maximum Volts | Total Maximum Volts | Maximum Amps | Single Maximum Volts (40C) | Total Maximum Volts (40C) | Maximum Amps | Total Minimum Volts | Minimum Amps | Maximum di/dt Volts | NEC Type or Other Data | 1/C, 2/C or 3/C | 1/C R (75C) (Ohm/kft) | Round Trip Length(ft) | Voltage Drop (V) | Cable Loss (kW) | Tag Number | Building Number | Rack Number | New (N) or Existing (E) | Qty | Bipolar or Unipolar | Resistive Volts (Includes Ramp di/dt) | Inductive Volts (Fast Feedback Corrector) | Total Volts | Total Amps | kW Dissipated | Volts | Volt Margin | Amps | Amp Margin | kW | kW Margin | Power Supply Loss | Power Supply Type | Air/Water | Freestanding (F) or Rack-Mounted (R) | Purchase Requisition | Quantity | Requisition/Work Order | Quantity | Amps | Purchase Requisition | IP or Control Address | Regulating Transductor Amps/Volt | Auxiliary Transductor Amps/Volt | Power Supply Output Volts/Volt | Ground Current Amps/Volt | Magnet/Power Supply Name | Volts | Amps | # of Phases | kVA | Expected Running kVA | EI Number
BX01 | Trim | 1 | DL1 | N | B | NA | I | 1e-06 | 0.33333 | 0 | 100 | 1000 | NA | NA | 0 | 10 | 10 | 30 | NA | NA | 0 | #8 | 2/C | 0.809 | 400 | 9.708 | 0.29124 | Later | B2 | LKG-03 | N | 1 | B | 19.708 | NA | 19.708 | 30 | 0.59124 | 50 | 153.7% | 30 | 0% | 1.5 | 153.7% | 0.10434 | MCOR30 | Air | R | 120127 | 0 | NA | 0 | NA | NA | Later | Later | Later | Later | Later | Later | NA | NA | NA | NA | NA | EI-380-201-28
BX01, BX02 | BEND | 2 | DL1 | N | U | NA | S | 1e-06 | 0.026716 | 0 | 100 | 100 | NA | NA | NA | 8.95 | 17.9 | 335 | NA | NA | 0 | #535 | 1/C | 0.0265 | 400 | 3.551 | 1.1896 | Later | B2 | LKG-01 | N | 1 | U | 21.451 | NA | 21.451 | 335 | 7.1861 | 25 | 16.54% | 375 | 11.94% | 9.375 | 30.46% | 1.2681 | Intermediate | Air | R | 119810 | 1 | 1 | 2 | #NAME? | 119834 | Later | Later | Later | Later | Later | Later | #NAME? | #NAME? | #NAME? | #NAME? | #NAME? | EI-380-201-20
BXH1 | Trim | 1 | DL1 | N | B | NA | I | 1e-06 | 0.33333 | 0 | 100 | 1000 | NA | NA | NA | 10 | 10 | 30 | NA | NA | 0 | #8 | 2/C | 0.809 | 400 | 9.708 | 0.29124 | Later | B2 | LKG-03 | N | 1 | B | 19.708 | NA | 19.708 | 30 | 0.59124 | 50 | 153.7% | 30 | 0% | 1.5 | 153.7% | 0.10434 | MCOR30 | Air | R | 120127 | 0 | NA | 0 | NA | NA | Later | Later | Later | Later | Later | Later | NA | NA | NA | NA | NA | EI-380-201-28
BXH1, BXH2,BXH3,BXH4 | BEND | 4 | DL1 | N | U | NA | S | 1e-06 | 0.026716 | 0 | 600 | 600 | NA | NA | NA | 8.95 | 35.8 | 335 | NA | NA | 0 | #NAME? | 2/C | #NAME? | 400 | #NAME? | #NAME? | Later | B2 | LKG-01 | N | 2 | U | #NAME? | NA | #NAME? | 335 | #NAME? | 50 | #NAME? | 375 | 11.94% | 18.75 | #NAME? | #NAME? | Intermediate | Air | R | 119810 | 1 | 1 | 2 | #NAME? | 119834 | Later | Later | Later | Later | Later | Later | #NAME? | #NAME? | #NAME? | #NAME? | #NAME? | EI-380-201-22
BXH3 | Trim | 1 | DL1 | N | B | NA | I | 1e-06 | 0.33333 | 0 | 100 | 1000 | NA | NA | NA | 10 | 10 | 30 | NA | NA | 0 | #8 | 2/C | 0.809 | 400 | 9.708 | 0.29124 | Later | B2 | LKG-03 | N | 1 | B | 19.708 | NA | 19.708 | 30 | 0.59124 | 50 | 153.7% | 30 | 0% | 1.5 | 153.7% | 0.10434 | MCOR30 | Air | R | 120127 | 0 | NA | 0 | NA | NA | Later | Later | Later | Later | Later | Later | NA | NA | NA | NA | NA | EI-380-201-28
BXH4 | Trim | 1 | DL1 | N | B | NA | I | 1e-06 | 0.33333 | 0 | 100 | 1000 | NA | NA | NA | 10 | 10 | 30 | NA | NA | 0 | #8 | 2/C | 0.809 | 400 | 9.708 | 0.29124 | Later | B2 | LKG-03 | N | 1 | B | 19.708 | NA | 19.708 | 30 | 0.59124 | 50 | 153.7% | 30 | 0% | 1.5 | 153.7% | 0.10434 | MCOR30 | Air | R | 120127 | 0 | NA | 0 | NA | NA | Later | Later | Later | Later | Later | Later | NA | NA | NA | NA | NA | EI-380-201-28
QB | QUAD | 1 | DL1 | N | U | NA | I | 1e-06 | 0.83333 | 0 | 500 | 500 | NA | NA | NA | 25 | 25 | 30 | 5.795 | 6.954 | 0 | #8 | 2/C | 0.809 | 400 | 9.708 | 0.29124 | Later | B2 | LKG-04 | N | 1 | U | 34.708 | NA | 34.708 | 30 | 1.0412 | 60 | 72.87% | 165 | 450% | 9.9 | 850.8% | 0.18375 | MCOR30 | Air | R | 120127 | 0 | NA | 0 | NA | NA | Later | Later | Later | Later | Later | Later | NA | NA | NA | NA | NA | EI-380-201-28
QE01 | QUAD | 1 | DL1 | N | B | NA | I | 1e-06 | 1.3447 | 0 | 500 | 1000 | NA | NA | NA | 6.8 | 6.8 | 5.057 | 0 | 0 | 0 | #12 | 2/C | 2.05 | 400 | 4.1467 | 0.02097 | Later | B2 | LKG-03 | N | 1 | B | 10.9467 | NA | 10.9467 | 5.057 | 0.055358 | 40 | 265.4% | 12 | 137.3% | 0.48 | 767.1% | 0.009769 | MCOR12 | Air | R | 120127 | 0 | NA | 0 | NA | NA | Later | Later | Later | Later | Later | Later | NA | NA | NA | NA | NA | EI-380-201-28
QE02 | QUAD | 1 | DL1 | N | B | NA | I | 1e-06 | 1.3447 | 0 | 200 | 500 | NA | NA | NA | 6.8 | 6.8 | 5.057 | 0 | 0 | 0 | #12 | 2/C | 2.05 | 400 | 4.1467 | 0.02097 | Later | B2 | LKG-03 | N | 1 | B | 10.9467 | NA | 10.9467 | 5.057 | 0.055358 | 40 | 265.4% | 12 | 137.3% | 0.48 | 767.1% | 0.009769 | MCOR12 | Air | R | 120127 | 0 | NA | 0 | NA | NA | Later | Later | Later | Later | Later | Later | NA | NA | NA | NA | NA | EI-380-201-28
QE03 | QUAD | 1 | DL1 | N | B | NA | I | 1e-06 | 1.3447 | 0 | 500 | 1000 | NA | NA | NA | 6.8 | 6.8 | 5.057 | 0 | 0 | 0 | #12 | 2/C | 2.05 | 400 | 4.1467 | 0.02097 | Later | B2 | LKG-03 | N | 1 | B | 10.9467 | NA | 10.9467 | 5.057 | 0.055358 | 40 | 265.4% | 12 | 137.3% | 0.48 | 767.1% | 0.009769 | MCOR12 | Air | R | 120127 | 0 | NA | 0 | NA | NA | Later | Later | Later | Later | Later | Later | NA | NA | NA | NA | NA | EI-380-201-28
QE04 | QUAD | 1 | DL1 | N | B | NA | I | 1e-06 | 1.3447 | 0 | 500 | 1000 | NA | NA | NA | 6.8 | 6.8 | 5.057 | 0 | 0 | 0 | #12 | 2/C | 2.05 | 400 | 4.1467 | 0.02097 | Later | B2 | LKG-03 | N | 1 | B | 10.9467 | NA | 10.9467 | 5.057 | 0.055358 | 40 | 265.4% | 12 | 137.3% | 0.48 | 767.1% | 0.009769 | MCOR12 | Air | R | 120127 | 0 | NA | 0 | NA | NA | Later | Later | Later | Later | Later | Later | NA | NA | NA | NA | NA | EI-380-201-28
QM01 | QUAD | 1 | DL1 | N | U | NA | I | 1e-06 | 0.89639 | 0 | 500 | 1000 | NA | NA | NA | 6.8 | 6.8 | 7.586 | 3.3435 | 3.73 | 0 | #12 | 2/C | 2.05 | 400 | 6.2205 | 0.047189 | Later | B2 | LKG-03 | N | 1 | U | 13.0205 | NA | 13.0205 | 7.586 | 0.098774 | 40 | 207.2% | 12 | 58.19% | 0.48 | 386% | 0.017431 | MCOR12 | Air | R | 120127 | 0 | NA | 0 | NA | NA | Later | Later | Later | Later | Later | Later | NA | NA | NA | NA | NA | EI-380-201-28
QM02 | QUAD | 1 | DL1 | N | U | NA | I | 1e-06 | 0.89639 | 0 | 500 | 1000 | NA | NA | NA | 6.8 | 6.8 | 7.586 | 4.1933 | 4.678 | 0 | #12 | 2/C | 2.05 | 400 | 6.2205 | 0.047189 | Later | B2 | LKG-03 | N | 1 | U | 13.0205 | NA | 13.0205 | 7.586 | 0.098774 | 40 | 207.2% | 12 | 58.19% | 0.48 | 386% | 0.017431 | MCOR12 | Air | R | 120127 | 0 | NA | 0 | NA | NA | Later | Later | Later | Later | Later | Later | NA | NA | NA | NA | NA | EI-380-201-28
QM03 | QUAD | 1 | DL1 | N | U | NA | I | 1e-06 | 0.89639 | 0 | 500 | 3000 | NA | NA | NA | 6.8 | 6.8 | 7.586 | 0.11294 | 0.126 | 0 | #12 | 2/C | 2.05 | 400 | 6.2205 | 0.047189 | Later | B2 | LKG-03 | N | 1 | U | 13.0205 | NA | 13.0205 | 7.586 | 0.098774 | 40 | 207.2% | 12 | 58.19% | 0.48 | 386% | 0.017431 | MCOR12 | Air | R | 120127 | 0 | NA | 0 | NA | NA | Later | Later | Later | Later | Later | Later | NA | NA | NA | NA | NA | EI-380-201-28
QM04 | QUAD | 1 | DL1 | N | U | NA | I | 1e-06 | 0.89639 | 0 | 500 | 1000 | NA | NA | NA | 6.8 | 6.8 | 7.586 | 0.11294 | 0.126 | 0 | #12 | 2/C | 2.05 | 400 | 6.2205 | 0.047189 | Later | B2 | LKG-03 | N | 1 | U | 13.0205 | NA | 13.0205 | 7.586 | 0.098774 | 40 | 207.2% | 12 | 58.19% | 0.48 | 386% | 0.017431 | MCOR12 | Air | R | 120127 | 0 | NA | 0 | NA | NA | Later | Later | Later | Later | Later | Later | NA | NA | NA | NA | NA | EI-380-201-28
XC06 | XCOR | 1 | DL1 | N | B | NA | I | 1e-06 | 1 | 0 | 50 | 1000 | NA | NA | NA | 10 | 10 | 10 | 0 | 0 | 0 | #12 | 2/C | 2.05 | 400 | 8.2 | 0.082 | Later | B2 | LKG-03 | N | 1 | B | 18.2 | NA | 18.2 | 10 | 0.182 | 40 | 119.8% | 12 | 20% | 0.48 | 163.7% | 0.032118 | MCOR12 | Air | R | 120127 | 0 | NA | 0 | NA | NA | Later | Later | Later | Later | Later | Later | NA | NA | NA | NA | NA | EI-380-201-28
XC07 | XCOR | 1 | DL1 | N | B | 1 | I | 1e-06 | 1 | 0 | 50 | 1000 | NA | NA | NA | 10 | 10 | 10 | 0 | 0 | 0 | #12 | 2/C | 2.05 | 400 | 8.2 | 0.082 | Later | B2 | LKG-03 | N | 1 | B | 18.2 | NA | 18.2 | 10 | 0.182 | 40 | 119.8% | 12 | 20% | 0.48 | 163.7% | 0.032118 | MCOR12 | Air | R | 120127 | 0 | NA | 0 | NA | NA | Later | Later | Later | Later | Later | Later | NA | NA | NA | NA | NA | EI-380-201-28
XC08 | XCOR | 1 | DL1 | N | B | NA | I | 1e-06 | 1 | 0 | 100 | 1000 | NA | NA | NA | 10 | 10 | 10 | 0 | 0 | 0 | #12 | 2/C | 2.05 | 400 | 8.2 | 0.082 | Later | B2 | LKG-03 | N | 1 | B | 18.2 | NA | 18.2 | 10 | 0.182 | 40 | 119.8% | 12 | 20% | 0.48 | 163.7% | 0.032118 | MCOR12 | Air | R | 120127 | 0 | NA | 0 | NA | NA | Later | Later | Later | Later | Later | Later | NA | NA | NA | NA | NA | EI-380-201-28
XC09 | XCOR | 1 | DL1 | N | B | NA | I | 1e-06 | 1 | 0 | 100 | 1000 | NA | NA | NA | 10 | 10 | 10 | 0 | 0 | 0 | #12 | 2/C | 2.05 | 400 | 8.2 | 0.082 | Later | B2 | LKG-03 | N | 1 | B | 18.2 | NA | 18.2 | 10 | 0.182 | 40 | 119.8% | 12 | 20% | 0.48 | 163.7% | 0.032118 | MCOR12 | Air | R | 120127 | 0 | NA | 0 | NA | NA | Later | Later | Later | Later | Later | Later | NA | NA | NA | NA | NA | EI-380-201-28
XC10 | XCOR | 1 | DL1 | N | B | NA | I | 1e-06 | 1 | 0 | 50 | 1000 | NA | NA | NA | 10 | 10 | 10 | 0 | 0 | 0 | #12 | 2/C | 2.05 | 400 | 8.2 | 0.082 | Later | B2 | LKG-03 | N | 1 | B | 18.2 | NA | 18.2 | 10 | 0.182 | 40 | 119.8% | 12 | 20% | 0.48 | 163.7% | 0.032118 | MCOR12 | Air | R | 120127 | 0 | NA | 0 | NA | NA | Later | Later | Later | Later | Later | Later | NA | NA | NA | NA | NA | EI-380-201-28
YC06 | YCOR | 1 | DL1 | N | B | NA | I | 1e-06 | 1 | 0 | 50 | 1000 | NA | NA | NA | 10 | 10 | 10 | 0 | 0 | 0 | #12 | 2/C | 2.05 | 400 | 8.2 | 0.082 | Later | B2 | LKG-03 | N | 1 | B | 18.2 | NA | 18.2 | 10 | 0.182 | 40 | 119.8% | 12 | 20% | 0.48 | 163.7% | 0.032118 | MCOR12 | Air | R | 120127 | 0 | NA | 0 | NA | NA | Later | Later | Later | Later | Later | Later | NA | NA | NA | NA | NA | EI-380-201-28
YC07 | YCOR | 1 | DL1 | N | B | 1 | I | 1e-06 | 1 | 0 | 50 | 1000 | NA | NA | NA | 10 | 10 | 10 | 0 | 0 | 0 | #12 | 2/C | 2.05 | 400 | 8.2 | 0.082 | Later | B2 | LKG-03 | N | 1 | B | 18.2 | NA | 18.2 | 10 | 0.182 | 40 | 119.8% | 12 | 20% | 0.48 | 163.7% | 0.032118 | MCOR12 | Air | R | 120127 | 0 | NA | 0 | NA | NA | Later | Later | Later | Later | Later | Later | NA | NA | NA | NA | NA | EI-380-201-28
YC08 | YCOR | 1 | DL1 | N | B | NA | I | 1e-06 | 1 | 0 | 100 | 1000 | NA | NA | NA | 10 | 10 | 10 | 0 | 0 | 0 | #12 | 2/C | 2.05 | 400 | 8.2 | 0.082 | Later | B2 | LKG-03 | N | 1 | B | 18.2 | NA | 18.2 | 10 | 0.182 | 40 | 119.8% | 12 | 20% | 0.48 | 163.7% | 0.032118 | MCOR12 | Air | R | 120127 | 0 | NA | 0 | NA | NA | Later | Later | Later | Later | Later | Later | NA | NA | NA | NA | NA | EI-380-201-28
YC09 | YCOR | 1 | DL1 | N | B | NA | I | 1e-06 | 1 | 0 | 100 | 1000 | NA | NA | NA | 10 | 10 | 10 | 0 | 0 | 0 | #12 | 2/C | 2.05 | 400 | 8.2 | 0.082 | Later | B2 | LKG-03 | N | 1 | B | 18.2 | NA | 18.2 | 10 | 0.182 | 40 | 119.8% | 12 | 20% | 0.48 | 163.7% | 0.032118 | MCOR12 | Air | R | 120127 | 0 | NA | 0 | NA | NA | Later | Later | Later | Later | Later | Later | NA | NA | NA | NA | NA | EI-380-201-28
YC10 | YCOR | 1 | DL1 | N | B | NA | I | 1e-06 | 1 | 0 | 50 | 1000 | NA | NA | NA | 10 | 10 | 10 | 0 | 0 | 0 | #12 | 2/C | 2.05 | 400 | 8.2 | 0.082 | Later | B2 | LKG-03 | N | 1 | B | 18.2 | NA | 18.2 | 10 | 0.182 | 40 | 119.8% | 12 | 20% | 0.48 | 163.7% | 0.032118 | MCOR12 | Air | R | 120127 | 0 | NA | 0 | NA | NA | Later | Later | Later | Later | Later | Later | NA | NA | NA | NA | NA | EI-380-201-28
QG02 | QUAD | 1 | GS | N | B | NA | I | 1e-06 | 2 | 0 | 1000 | 1000 | NA | NA | NA | 20 | 20 | 10 | 0 | 0 | 0 | #12 | 2/C | 2.05 | 400 | 8.2 | 0.082 | Later | B2 | LKG-03 | N | 1 | B | 28.2 | NA | 28.2 | 10 | 0.282 | 40 | 41.84% | 12 | 20% | 0.48 | 70.21% | 0.049765 | MCOR12 | Air | R | 120127 | 0 | NA | 0 | NA | NA | Later | Later | Later | Later | Later | Later | NA | NA | NA | NA | NA | EI-380-201-28
QG03 | QUAD | 1 | GS | N | B | NA | I | 1e-06 | 2 | 0 | 1000 | 1000 | NA | NA | NA | 20 | 20 | 10 | 0 | 0 | 0 | #12 | 2/C | 2.05 | 400 | 8.2 | 0.082 | Later | B2 | LKG-03 | N | 1 | B | 28.2 | NA | 28.2 | 10 | 0.282 | 40 | 41.84% | 12 | 20% | 0.48 | 70.21% | 0.049765 | MCOR12 | Air | R | 120127 | 0 | NA | 0 | NA | NA | Later | Later | Later | Later | Later | Later | NA | NA | NA | NA | NA | EI-380-201-28
XCG1 | CORR | 1 | GS | N | B | NA | I | 1e-06 | 4.8 | 0 | 500 | 1000 | NA | NA | NA | 24 | 24 | 5 | 0 | 0 | 0 | #12 | 2/C | 2.05 | 400 | 4.1 | 0.0205 | Later | B2 | LKG-03 | N | 1 | B | 28.1 | NA | 28.1 | 5 | 0.1405 | 40 | 42.35% | 12 | 140% | 0.48 | 241.6% | 0.024794 | MCOR12 | Air | R | 120127 | 0 | NA | 0 | NA | NA | Later | Later | Later | Later | Later | Later | NA | NA | NA | NA | NA | EI-380-201-28
XCG2 | CORR | 1 | GS | N | B | NA | I | 1e-06 | 4.8 | 0 | 500 | 1000 | NA | NA | NA | 24 | 24 | 5 | 0 | 0 | 0 | #12 | 2/C | 2.05 | 400 | 4.1 | 0.0205 | Later | B2 | LKG-03 | N | 1 | B | 28.1 | NA | 28.1 | 5 | 0.1405 | 40 | 42.35% | 12 | 140% | 0.48 | 241.6% | 0.024794 | MCOR12 | Air | R | 120127 | 0 | NA | 0 | NA | NA | Later | Later | Later | Later | Later | Later | NA | NA | NA | NA | NA | EI-380-201-28
YCG1 | CORR | 1 | GS | N | B | NA | I | 1e-06 | 4.8 | 0 | 500 | 1000 | NA | NA | NA | 24 | 24 | 5 | 0 | 0 | 0 | #12 | 2/C | 2.05 | 400 | 4.1 | 0.0205 | Later | B2 | LKG-03 | N | 1 | B | 28.1 | NA | 28.1 | 5 | 0.1405 | 40 | 42.35% | 12 | 140% | 0.48 | 241.6% | 0.024794 | MCOR12 | Air | R | 120127 | 0 | NA | 0 | NA | NA | Later | Later | Later | Later | Later | Later | NA | NA | NA | NA | NA | EI-380-201-28
YCG2 | CORR | 1 | GS | N | B | NA | I | 1e-06 | 4.8 | 0 | 500 | 1000 | NA | NA | NA | 24 | 24 | 5 | 0 | 0 | 0 | #12 | 2/C | 2.05 | 400 | 4.1 | 0.0205 | Later | B2 | LKG-03 | N | 1 | B | 28.1 | NA | 28.1 | 5 | 0.1405 | 40 | 42.35% | 12 | 140% | 0.48 | 241.6% | 0.024794 | MCOR12 | Air | R | 120127 | 0 | NA | 0 | NA | NA | Later | Later | Later | Later | Later | Later | NA | NA | NA | NA | NA | EI-380-201-28
BXG | BEND | 1 | GTL | N | U | NA | I | 1e-06 | 0.37668 | 0 | 100 | 100 | NA | NA | NA | 8.4 | 8.4 | 22.3 | 0 | 0 | 0 | #8 | 2/C | 0.809 | 400 | 7.2163 | 0.16092 | Later | B2 | LKG-04 | N | 1 | U | 15.6163 | NA | 15.6163 | 22.3 | 0.34824 | 50 | 220.2% | 30 | 34.53% | 1.5 | 330.7% | 0.061455 | MCOR30 | Air | R | 120127 | 0 | NA | 0 | NA | NA | Later | Later | Later | Later | Later | Later | NA | NA | NA | NA | NA | EI-380-201-28
BXG | Trim | 1 | GTL | N | B | NA | I | 1e-06 | 0.33333 | 0 | 100 | 500 | NA | NA | NA | 10 | 10 | 30 | 0 | 0 | 0 | #8 | 2/C | 0.809 | 400 | 9.708 | 0.29124 | Later | B2 | LKG-04 | N | 1 | B | 19.708 | NA | 19.708 | 30 | 0.59124 | 50 | 153.7% | 30 | 0% | 1.5 | 153.7% | 0.10434 | MCOR30 | Air | R | 120127 | 0 | NA | 0 | NA | NA | Later | Later | Later | Later | Later | Later | NA | NA | NA | NA | NA | EI-380-201-28
QG01 | QUAD | 1 | GTL | N | B | NA | I | 1e-06 | 0.44 | 0 | 1000 | 1000 | NA | NA | NA | 4.4 | 4.4 | 10 | 0 | 0 | 0 | #12 | 2/C | 2.05 | 400 | 8.2 | 0.082 | Later | B2 | LKG-04 | N | 1 | B | 12.6 | NA | 12.6 | 10 | 0.126 | 40 | 217.5% | 12 | 20% | 0.48 | 281% | 0.022235 | MCOR12 | Air | R | 120127 | 0 | NA | 0 | NA | NA | Later | Later | Later | Later | Later | Later | NA | NA | NA | NA | NA | EI-380-201-28
XC01 | CORR | 1 | GTL | N | B | NA | I | 1e-06 | 1 | 0 | 100 | 1000 | NA | NA | NA | 10 | 10 | 10 | 0 | 0 | 0 | #12 | 2/C | 2.05 | 400 | 8.2 | 0.082 | Later | B2 | LKG-04 | N | 1 | B | 18.2 | NA | 18.2 | 10 | 0.182 | 40 | 119.8% | 12 | 20% | 0.48 | 163.7% | 0.032118 | MCOR12 | Air | R | 120127 | 0 | NA | 0 | NA | NA | Later | Later | Later | Later | Later | Later | NA | NA | NA | NA | NA | EI-380-201-28
YC01 | CORR | 1 | GTL | N | B | NA | I | 1e-06 | 1 | 0 | 100 | 1000 | NA | NA | NA | 10 | 10 | 10 | 0 | 0 | 0 | #12 | 2/C | 2.05 | 400 | 8.2 | 0.082 | Later | B2 | LKG-04 | N | 1 | B | 18.2 | NA | 18.2 | 10 | 0.182 | 40 | 119.8% | 12 | 20% | 0.48 | 163.7% | 0.032118 | MCOR12 | Air | R | 120127 | 0 | NA | 0 | NA | NA | Later | Later | Later | Later | Later | Later | NA | NA | NA | NA | NA | EI-380-201-28
CQ01 | QUAD | 1 | Gun | N | B | NA | I | 1e-06 | 0.5 | 0 | 1000 | 1000 | NA | NA | NA | 10 | 10 | 20 | 0 | 0 | 0 | #8 | 2/C | 0.809 | 400 | 6.472 | 0.12944 | Later | B2 | LKG-04 | N | 1 | B | 16.472 | NA | 16.472 | 20 | 0.32944 | 20 | 21.42% | 25 | 25% | 0.5 | 51.77% | 0.058136 | MCOR30 | Air | R | 120127 | 0 | NA | 0 | NA | NA | Later | Later | Later | Later | Later | Later | NA | NA | NA | NA | NA | EI-380-201-28
SOL1 | SOLE | 1 | Gun | N | U | NA | I | 1e-06 | 0.078067 | 0 | 200 | 200 | NA | NA | NA | 21 | 21 | 269 | 0 | 0 | 0 | #350 | 1/C | 0.0382 | 400 | 4.1103 | 1.1057 | Later | B2 | LKG-02 | N | 1 | U | 25.1103 | NA | 25.1103 | 269 | 6.7547 | 33 | 31.42% | 300 | 11.52% | 9.9 | 46.57% | 1.192 | Intermediate | Air | R | 119810 | 1 | 1 | 2 | #NAME? | 119834 | Later | Later | Later | Later | Later | Later | #NAME? | #NAME? | #NAME? | #NAME? | #NAME? | EI-380-201-25
SOL1BK | SOLE | 1 | Gun | N | B | NA | I | 1e-06 | 0.33333 | 0 | 1000? | 1000? | NA | NA | NA | 10 | 10 | 30 | 0 | 0 | 0 | #8 | 2/C | 0.809 | 400 | 9.708 | 0.29124 | Later | B2 | LKG-04 | N | 1 | B | 19.708 | NA | 19.708 | 30 | 0.59124 | 50 | 153.7% | 30 | 0% | 1.5 | 153.7% | 0.10434 | MCOR30 | Air | R | 120127 | 0 | NA | 0 | NA | NA | Later | Later | Later | Later | Later | Later | NA | NA | NA | NA | NA | EI-380-201-28
SQ01 | QUAD | 1 | Gun | N | B | NA | I | 1e-06 | 0.5 | 0 | 1000 | 1000 | NA | NA | NA | 10 | 10 | 20 | 0 | 0 | 0 | #8 | 2/C | 0.809 | 400 | 6.472 | 0.12944 | Later | B2 | LKG-04 | N | 1 | B | 16.472 | NA | 16.472 | 20 | 0.32944 | 50 | 203.5% | 30 | 50% | 1.5 | 355.3% | 0.058136 | MCOR30 | Air | R | 120127 | 0 | NA | 0 | NA | NA | Later | Later | Later | Later | Later | Later | NA | NA | NA | NA | NA | EI-380-201-28
XC00 | XCOR | 1 | Gun | N | B | NA | I | 1e-06 | 1 | 0 | 100 | 1000 | NA | NA | NA | 10 | 10 | 10 | 0 | 0 | 0 | #12 | 2/C | 2.05 | 400 | 8.2 | 0.082 | Later | B2 | LKG-04 | N | 1 | B | 18.2 | NA | 18.2 | 10 | 0.182 | 40 | 119.8% | 12 | 20% | 0.48 | 163.7% | 0.032118 | MCOR12 | Air | R | 120127 | 0 | NA | 0 | NA | NA | Later | Later | Later | Later | Later | Later | NA | NA | NA | NA | NA | EI-380-201-28
YC00 | YCOR | 1 | Gun | N | B | NA | I | 1e-06 | 1 | 0 | 100 | 1000 | NA | NA | NA | 10 | 10 | 10 | 0 | 0 | 0 | #12 | 2/C | 2.05 | 400 | 8.2 | 0.082 | Later | B2 | LKG-04 | N | 1 | B | 18.2 | NA | 18.2 | 10 | 0.182 | 40 | 119.8% | 12 | 20% | 0.48 | 163.7% | 0.032118 | MCOR12 | Air | R | 120127 | 0 | NA | 0 | NA | NA | Later | Later | Later | Later | Later | Later | NA | NA | NA | NA | NA | EI-380-201-28
SOL2 | SOLE | 1 | L0 | N | U | NA | I | 1e-06 | 4.6667 | 0 | 1000 | 1000 | NA | NA | NA | 140 | 140 | 30 | 0 | 0 | 0 | #8 | 2/C | 0.809 | 400 | 9.708 | 0.29124 | Later | B2 | LKG-02 | N | 1 | U | 149.708 | NA | 140 | 30 | 4.4912 | 200 | 42.86% | 50 | 66.67% | 10 | 122.7% | 0.79257 | Intermediate | Air | R | 119810 | 1 | 1 | 2 | #NAME? | 119834 | Later | Later | Later | Later | Later | Later | #NAME? | #NAME? | #NAME? | #NAME? | #NAME? | EI-380-201-26
QA01 | QUAD | 1 | L0 | N | B | NA | I | 1e-06 | 3.5846 | 0 | 500 | 1000 | NA | NA | NA | 6.8 | 6.8 | 1.897 | 0 | 0 | 0 | #12 | 2/C | 2.05 | 400 | 1.5555 | 0.0029509 | Later | B2 | LKG-04 | N | 1 | B | 8.3555 | NA | 8.3555 | 1.897 | 0.01585 | 40 | 378.7% | 12 | 532.6% | 0.48 | 2928% | 0.0027971 | MCOR12 | Air | R | 120127 | 0 | NA | 0 | NA | NA | Later | Later | Later | Later | Later | Later | NA | NA | NA | NA | NA | EI-380-201-28
QA02 | QUAD | 1 | L0 | N | B | NA | I | 1e-06 | 3.5846 | 0 | 500 | 1000 | NA | NA | NA | 6.8 | 6.8 | 1.897 | 0 | 0 | 0 | #12 | 2/C | 2.05 | 400 | 1.5555 | 0.0029509 | Later | B2 | LKG-04 | N | 1 | B | 8.3555 | NA | 8.3555 | 1.897 | 0.01585 | 40 | 378.7% | 12 | 532.6% | 0.48 | 2928% | 0.0027971 | MCOR12 | Air | R | 120127 | 0 | NA | 0 | NA | NA | Later | Later | Later | Later | Later | Later | NA | NA | NA | NA | NA | EI-380-201-28
XC02 | XCOR | 1 | L0 | N | B | NA | I | 1e-06 | 1 | 0 | 100 | 1000 | NA | NA | NA | 10 | 10 | 10 | 0 | 0 | 0 | #12 | 2/C | 2.05 | 400 | 8.2 | 0.082 | Later | B2 | LKG-04 | N | 1 | B | 18.2 | NA | 18.2 | 10 | 0.182 | 40 | 119.8% | 12 | 20% | 0.48 | 163.7% | 0.032118 | MCOR12 | Air | R | 120127 | 0 | NA | 0 | NA | NA | Later | Later | Later | Later | Later | Later | NA | NA | NA | NA | NA | EI-380-201-28
XC03 | XCOR | 1 | L0 | N | B | NA | I | 1e-06 | 1 | 0 | 500 | 1000 | NA | NA | NA | 10 | 10 | 10 | 0 | 0 | 0 | #12 | 2/C | 2.05 | 400 | 8.2 | 0.082 | Later | B2 | LKG-04 | N | 1 | B | 18.2 | NA | 18.2 | 10 | 0.182 | 40 | 119.8% | 12 | 20% | 0.48 | 163.7% | 0.032118 | MCOR12 | Air | R | 120127 | 0 | NA | 0 | NA | NA | Later | Later | Later | Later | Later | Later | NA | NA | NA | NA | NA | EI-380-201-28
XC04 | XCOR | 1 | L0 | N | B | 1 | I | 1e-06 | 1 | 0 | 50 | 1000 | NA | NA | NA | 10 | 10 | 10 | 0 | 0 | 0 | #12 | 2/C | 2.05 | 400 | 8.2 | 0.082 | Later | B2 | LKG-04 | N | 1 | B | 18.2 | NA | 18.2 | 10 | 0.182 | 40 | 119.8% | 12 | 20% | 0.48 | 163.7% | 0.032118 | MCOR12 | Air | R | 120127 | 0 | NA | 0 | NA | NA | Later | Later | Later | Later | Later | Later | NA | NA | NA | NA | NA | EI-380-201-28
XC05 | XCOR | 1 | L0 | N | B | NA | I | 1e-06 | 1 | 0 | 50 | 1000 | NA | NA | NA | 10 | 10 | 10 | 0 | 0 | 0 | #12 | 2/C | 2.05 | 400 | 8.2 | 0.082 | Later | B2 | LKG-04 | N | 1 | B | 18.2 | NA | 18.2 | 10 | 0.182 | 40 | 119.8% | 12 | 20% | 0.48 | 163.7% | 0.032118 | MCOR12 | Air | R | 120127 | 0 | NA | 0 | NA | NA | Later | Later | Later | Later | Later | Later | NA | NA | NA | NA | NA | EI-380-201-28
YC02 | YCOR | 1 | L0 | N | B | NA | I | 1e-06 | 1 | 0 | 100 | 1000 | NA | NA | NA | 10 | 10 | 10 | 0 | 0 | 0 | #12 | 2/C | 2.05 | 400 | 8.2 | 0.082 | Later | B2 | LKG-04 | N | 1 | B | 18.2 | NA | 18.2 | 10 | 0.182 | 40 | 119.8% | 12 | 20% | 0.48 | 163.7% | 0.032118 | MCOR12 | Air | R | 120127 | 0 | NA | 0 | NA | NA | Later | Later | Later | Later | Later | Later | NA | NA | NA | NA | NA | EI-380-201-28
YC03 | YCOR | 1 | L0 | N | B | NA | I | 1e-06 | 1 | 0 | 50 | 1000 | NA | NA | NA | 10 | 10 | 10 | 0 | 0 | 0 | #12 | 2/C | 2.05 | 400 | 8.2 | 0.082 | Later | B2 | LKG-04 | N | 1 | B | 18.2 | NA | 18.2 | 10 | 0.182 | 40 | 119.8% | 12 | 20% | 0.48 | 163.7% | 0.032118 | MCOR12 | Air | R | 120127 | 0 | NA | 0 | NA | NA | Later | Later | Later | Later | Later | Later | NA | NA | NA | NA | NA | EI-380-201-28
YC04 | YCOR | 1 | L0 | N | B | 1 | I | 1e-06 | 1 | 0 | 50 | 1000 | NA | NA | NA | 10 | 10 | 10 | 0 | 0 | 0 | #12 | 2/C | 2.05 | 400 | 8.2 | 0.082 | Later | B2 | LKG-04 | N | 1 | B | 18.2 | NA | 18.2 | 10 | 0.182 | 40 | 119.8% | 12 | 20% | 0.48 | 163.7% | 0.032118 | MCOR12 | Air | R | 120127 | 0 | NA | 0 | NA | NA | Later | Later | Later | Later | Later | Later | NA | NA | NA | NA | NA | EI-380-201-28
YC05 | YCOR | 1 | L0 | N | B | NA | I | 1e-06 | 1 | 0 | 50 | 1000 | NA | NA | NA | 10 | 10 | 10 | 0 | 0 | 0 | #12 | 2/C | 2.05 | 400 | 8.2 | 0.082 | Later | B2 | LKG-04 | N | 1 | B | 18.2 | NA | 18.2 | 10 | 0.182 | 40 | 119.8% | 12 | 20% | 0.48 | 163.7% | 0.032118 | MCOR12 | Air | R | 120127 | 0 | NA | 0 | NA | NA | Later | Later | Later | Later | Later | Later | NA | NA | NA | NA | NA | EI-380-201-28
BXS | Bend | 1 | SAB | N | U | NA | I | 1e-06 | 0.108 | 0 | 100 | 100 | NA | NA | NA | 27 | 27 | 250 | 0 | 0 | 0 | #500 | 1/C | 0.0265 | 400 | 2.65 | 0.6625 | Later | B2 | LKG-02 | N | 1 | U | 29.65 | NA | 29.65 | 250 | 7.4125 | 33 | 11.3% | 300 | 20% | 9.9 | 33.56% | 1.3081 | Intermediate | Air | R | 119810 | 1 | 1 | 2 | #NAME? | 119834 | Later | Later | Later | Later | Later | Later | #NAME? | #NAME? | #NAME? | #NAME? | #NAME? | EI-380-201-24
QS01 | Quad | 1 | SAB | N | B | NA | I | 1e-06 | 0.89639 | 0 | 1000 | 1000 | 6.8 | NA | NA | 6.8 | 6.8 | 7.586 | 0 | 0 | 0 | #12 | 2/C | 2.05 | 400 | 6.2205 | 0.047189 | Later | B2 | LKG-04 | N | 1 | B | 13.0205 | NA | 13.0205 | 7.586 | 0.098774 | 40 | 207.2% | 12 | 58.19% | 0.48 | 386% | 0.017431 | MCOR12 | Air | R | 120127 | 0 | NA | 0 | NA | NA | Later | Later | Later | Later | Later | Later | NA | NA | NA | NA | NA | EI-380-201-28
QS02 | Quad | 1 | SAB | N | B | NA | I | 1e-06 | 0.67227 | 0 | 1000 | 1000 | 6.8 | NA | NA | 6.8 | 6.8 | 10.115 | 0 | 0 | 0 | #12 | 2/C | 2.05 | 400 | 8.2943 | 0.083897 | Later | B2 | LKG-04 | N | 1 | B | 15.0943 | NA | 15.0943 | 10.115 | 0.15268 | 40 | 165% | 12 | 18.64% | 0.48 | 214.4% | 0.026943 | MCOR12 | Air | R | 120127 | 0 | NA | 0 | NA | NA | Later | Later | Later | Later | Later | Later | NA | NA | NA | NA | NA | EI-380-201-28
XCS1 | XCOR | 1 | SAB | N | B | NA | I | 1e-06 | 1 | 0 | 500 | 1000 | 6.8 | NA | NA | 10 | 10 | 10 | 0 | 0 | 0 | #12 | 2/C | 2.05 | 400 | 8.2 | 0.082 | Later | B2 | LKG-04 | N | 1 | B | 18.2 | NA | 18.2 | 10 | 0.182 | 40 | 119.8% | 12 | 20% | 0.48 | 163.7% | 0.032118 | MCOR12 | Air | R | 120127 | 0 | NA | 0 | NA | NA | Later | Later | Later | Later | Later | Later | NA | NA | NA | NA | NA | EI-380-201-28
XCS2 | XCOR | 1 | SAB | N | B | NA | I | 1e-06 | 1 | 0 | 500 | 1000 | 6.8 | NA | NA | 10 | 10 | 10 | 0 | 0 | 0 | #12 | 2/C | 2.05 | 400 | 8.2 | 0.082 | Later | B2 | LKG-04 | N | 1 | B | 18.2 | NA | 18.2 | 10 | 0.182 | 40 | 119.8% | 12 | 20% | 0.48 | 163.7% | 0.032118 | MCOR12 | Air | R | 120127 | 0 | NA | 0 | NA | NA | Later | Later | Later | Later | Later | Later | NA | NA | NA | NA | NA | EI-380-201-28
YCS1 | YCOR | 1 | SAB | N | B | NA | I | 1e-06 | 1 | 0 | 500 | 1000 | 6.8 | NA | NA | 10 | 10 | 10 | 0 | 0 | 0 | #12 | 2/C | 2.05 | 400 | 8.2 | 0.082 | Later | B2 | LKG-03 | N | 1 | B | 18.2 | NA | 18.2 | 10 | 0.182 | 40 | 119.8% | 12 | 20% | 0.48 | 163.7% | 0.032118 | MCOR12 | Air | R | 120127 | 0 | NA | 0 | NA | NA | Later | Later | Later | Later | Later | Later | NA | NA | NA | NA | NA | EI-380-201-28
YCS2 | YCOR | 1 | SAB | N | B | NA | I | 1e-06 | 1 | 0 | 500 | 1000 | 6.8 | NA | NA | 10 | 10 | 10 | 0 | 0 | 0 | #12 | 2/C | 2.05 | 400 | 8.2 | 0.082 | Later | B2 | LKG-03 | N | 1 | B | 18.2 | NA | 18.2 | 10 | 0.182 | 40 | 119.8% | 12 | 20% | 0.48 | 163.7% | 0.032118 | MCOR12 | Air | R | 120127 | 0 | NA | 0 | NA | NA | Later | Later | Later | Later | Later | Later | NA | NA | NA | NA | NA | EI-380-201-28
MCOR Bulk | NA | 1 | NA | N | NA | NA | NA | NA | NA | NA | NA | NA | NA | NA | NA | NA | NA | NA | NA | NA | NA | NA | NA | NA | NA | NA | NA | Later | B2 | LKG-03 | N | 1 | U | 60 | NA | 60 | 165 | 9.9 | 60 | 0% | 165 | 0% | 9.9 | 0% | 1.7471 | Intermediate | Air | R | 5819 | 0 | 1 | 0 | NA | NA | NA | NA | NA | NA | NA | NA | NA | NA | NA | NA | NA | EI-380-201-28
MCOR Bulk | NA | 1 | NA | N | NA | NA | NA | NA | NA | NA | NA | NA | NA | NA | NA | NA | NA | NA | NA | NA | NA | NA | NA | NA | NA | NA | NA | Later | B2 | LKG-04 | N | 1 | U | 60 | NA | 60 | 165 | 9.9 | 60 | 0% | 165 | 0% | 9.9 | 0% | 1.7471 | Intermediate | Air | R | 5819 | 0 | 1 | 0 | NA | NA | NA | NA | NA | NA | NA | NA | NA | NA | NA | NA | NA | EI-380-201-28
MCOR Bulk | NA | 1 | NA | N | NA | NA | NA | NA | NA | NA | NA | NA | NA | NA | NA | NA | NA | NA | NA | NA | NA | NA | NA | NA | NA | NA | NA | Later | B2 | LKG-05 | N | 1 | U | 60 | NA | 60 | 165 | 9.9 | 60 | 0% | 165 | 0% | 9.9 | 0% | 1.7471 | Intermediate | Air | R | 5819 | 0 | 1 | 0 | NA | NA | NA | NA | NA | NA | NA | NA | NA | NA | NA | NA | NA | EI-380-201-28
Spare MCOR30 | NA | NA | NA | NA | NA | NA | NA | NA | NA | NA | NA | NA | NA | NA | NA | NA | NA | NA | NA | NA | NA | NA | NA | NA | NA | NA | NA | Later | NA | NA | NA | 5 | NA | NA | NA | 50 | 30 | NA | 50 | NA | 30 | NA | 1.5 | NA | NA | MCOR30 | Air | R | 120127 | 0 | NA | 0 | NA | NA | NA | NA | NA | NA | NA | NA | NA | NA | NA | NA | NA | NA
Spare MCOR12 | NA | NA | NA | NA | NA | NA | NA | NA | NA | NA | NA | NA | NA | NA | NA | NA | NA | NA | NA | NA | NA | NA | NA | NA | NA | NA | NA | Later | NA | NA | NA | 4 | NA | NA | NA | 39.99 | 12 | NA | 40 | NA | 12 | NA | 0.48 | NA | NA | MCOR12 | Air | R | 120127 | 0 | NA | 0 | NA | NA | NA | NA | NA | NA | NA | NA | NA | NA | NA | NA | NA | NA
Spare Intermediate | NA | NA | NA | NA | NA | NA | NA | NA | NA | NA | NA | NA | NA | NA | NA | NA | NA | NA | NA | NA | NA | NA | NA | NA | NA | NA | NA | NA | NA | NA | N | 1 | U | NA | NA | 25 | 375 | NA | 25 | NA | 375 | NA | 9.375 | NA | NA | Intermediate | Air | R | 119810 | 0 | 1 | 0 | NA | NA | NA | NA | NA | NA | NA | NA | NA | NA | NA | NA | NA | NA
Spare Intermediate | NA | NA | NA | NA | NA | NA | NA | NA | NA | NA | NA | NA | NA | NA | NA | NA | NA | NA | NA | NA | NA | NA | NA | NA | NA | NA | NA | NA | NA | NA | N | 1 | U | NA | NA | 60 | 165 | NA | 60 | NA | 165 | NA | 9.9 | NA | NA | Intermediate | Air | R | 119810 | 0 | 1 | 0 | NA | NA | NA | NA | NA | NA | NA | NA | NA | NA | NA | NA | NA | NA
Spare Intermediate | NA | NA | NA | NA | NA | NA | NA | NA | NA | NA | NA | NA | NA | NA | NA | NA | NA | NA | NA | NA | NA | NA | NA | NA | NA | NA | NA | NA | NA | NA | N | 1 | U | NA | NA | 33 | 300 | NA | 33 | NA | 300 | NA | 9.9 | NA | NA | Intermediate | Air | R | 119810 | 0 | 1 | 0 | NA | NA | NA | NA | NA | NA | NA | NA | NA | NA | NA | NA | NA | NA
Spare Transductor | NA | NA | NA | NA | NA | NA | NA | NA | NA | NA | NA | NA | NA | NA | NA | NA | NA | NA | NA | NA | NA | NA | NA | NA | NA | NA | NA | NA | NA | NA | NA | NA | NA | NA | NA | NA | NA | NA | NA | NA | NA | NA | NA | NA | NA | NA | NA | NA | NA | 0 | NA | 1 | 150 | 119834 | NA | NA | NA | NA | NA | NA | NA | NA | NA | NA | NA | NA
XC11 | XCOR | 1 | LI21 | N | B | NA | I | 1e-06 | 1 | 0 | 100 | 1000 | Later | Later | NA | 10 | 10 | 10 | Later | Later | 0 | #NAME? | 2/C | #NAME? | 400 | #NAME? | #NAME? | Later | B2 | LKG-05 | N | 1 | B | #NAME? | NA | #NAME? | 10 | #NAME? | Later | Later | Later | Later | Later | Later | Later | #NAME? | Later | R | NA | 0 | NA | NA | NA |  | NA | NA | NA | NA | NA | NA | NA | NA | NA | NA | NA | EI-380-201-30
YC11 | YCOR | 1 | LI21 | N | B | NA | I | 1e-06 | 1 | 0 | 100 | 1000 | Later | Later | NA | 10 | 10 | 10 | Later | Later | 0 | #NAME? | 2/C | #NAME? | 400 | #NAME? | #NAME? | Later | B2 | LKG-05 | N | 1 | B | #NAME? | NA | #NAME? | 10 | #NAME? | Later | Later | Later | Later | Later | Later | Later | #NAME? | Later | R | NA | 0 | NA | NA | NA |  | NA | NA | NA | NA | NA | NA | NA | NA | NA | NA | NA | EI-380-201-30
QA11 | QUAD | 1 | LI21 | N | U | NA | I | 1e-06 | 2.5018 | 0 | 500 | 2000 | Later | Later | NA | 6.8 | 6.8 | 2.718 | Later | Later | 0 | #NAME? | 2/C | #NAME? | 400 | #NAME? | #NAME? | Later | B2 | LKG-04 | N | 1 | U | #NAME? | NA | #NAME? | 2.718 | #NAME? | Later | Later | Later | Later | Later | Later | Later | #NAME? | Later | R | NA | 0 | NA | NA | NA |  | NA | NA | NA | NA | NA | NA | NA | NA | NA | NA | NA | EI-380-201-30
XCA11 | XCOR | 1 | LI21 | N | B | NA | I | 1e-06 | 1 | 0 | 50 | 1000 | Later | Later | NA | 10 | 10 | 10 | Later | Later | 0 | #NAME? | 2/C | #NAME? | 400 | #NAME? | #NAME? | Later | B2 | LKG-05 | N | 1 | B | #NAME? | NA | #NAME? | 10 | #NAME? | Later | Later | Later | Later | Later | Later | Later | #NAME? | Later | R | NA | 0 | NA | NA | NA |  | NA | NA | NA | NA | NA | NA | NA | NA | NA | NA | NA | EI-380-201-30
YCA11 | YCOR | 1 | LI21 | N | B | NA | I | 1e-06 | 1 | 0 | 50 | 1000 | Later | Later | NA | 10 | 10 | 10 | Later | Later | 0 | #NAME? | 2/C | #NAME? | 400 | #NAME? | #NAME? | Later | B2 | LKG-05 | N | 1 | B | #NAME? | NA | #NAME? | 10 | #NAME? | Later | Later | Later | Later | Later | Later | Later | #NAME? | Later | R | NA | 0 | NA | NA | NA |  | NA | NA | NA | NA | NA | NA | NA | NA | NA | NA | NA | EI-380-201-30
QA12 | QUAD | 1 | LI21 | N | U | NA | I | 1e-06 | 2.5018 | 0 | 2000 | 5000 | Later | Later | NA | 6.8 | 6.8 | 2.718 | Later | Later | 0 | #NAME? | 2/C | #NAME? | 400 | #NAME? | #NAME? | Later | B2 | LKG-04 | N | 1 | U | #NAME? | NA | #NAME? | 2.718 | #NAME? | Later | Later | Later | Later | Later | Later | Later | #NAME? | Later | R | NA | 0 | NA | NA | NA |  | NA | NA | NA | NA | NA | NA | NA | NA | NA | NA | NA | EI-380-201-30
XCA12 | XCOR | 1 | LI21 | N | B | NA | I | 1e-06 | 1 | 0 | 50 | 1000 | Later | Later | NA | 10 | 10 | 10 | Later | Later | 0 | #NAME? | 2/C | #NAME? | 400 | #NAME? | #NAME? | Later | B2 | LKG-05 | N | 1 | B | #NAME? | NA | #NAME? | 10 | #NAME? | Later | Later | Later | Later | Later | Later | Later | #NAME? | Later | R | NA | 0 | NA | NA | NA |  | NA | NA | NA | NA | NA | NA | NA | NA | NA | NA | NA | EI-380-201-30
YCA12 | YCOR | 1 | LI21 | N | B | NA | I | 1e-06 | 1 | 0 | 50 | 1000 | Later | Later | NA | 10 | 10 | 10 | Later | Later | 0 | #NAME? | 2/C | #NAME? | 400 | #NAME? | #NAME? | Later | B2 | LKG-05 | N | 1 | B | #NAME? | NA | #NAME? | 10 | #NAME? | Later | Later | Later | Later | Later | Later | Later | #NAME? | Later | R | NA | 0 | NA | NA | NA |  | NA | NA | NA | NA | NA | NA | NA | NA | NA | NA | NA | EI-380-201-30
Q21201,Q21301,Q21401,Q21501,Q21601,Q21701,Q21801,Q21901 | QUAD | 8 | LI21 | E | U | NA | S | 1e-06 | 0.085645 | 0 | Later | Later | NA | NA | NA | 17 | 136 | 198.493 | 0 | 0 | 0 | 350AL | 1/C | 0.0605 | 510 | 6.1245 | 1.2157 | Later |  |  | E | 1 | U | 142.1245 | NA | 142.1245 | 198.493 | 28.2107 | 200 | 40.72% | 300 | 51.14% | 60 | 112.7% | 4.9784 | EMHP | Air | F | NA | 0 | NA | NA | NA |  | NA | Later | Later | Later | Later | Later | #NAME? | #NAME? | #NAME? | 36.8768 | 36.8768 | Later
Q21201 QE Boost | QUAD | 1 | LI21 | E | U | NA | I | 1e-06 | 5.9735 | 0 | 500 | 2000 | NA | NA | NA | 7.885 | 7.885 | 1.32 | 0 | 0 | 0 | #6 AL | 2/C | 0.808 | 200 | 0.21331 | 0.00028157 | Later |  |  | E | 1 | U | 8.0983 | NA | 8.0983 | 1.32 | 0.01069 | 35 | 332.2% | 20 | 1415% | 0.7 | 6448% | 0.0018864 | Power Ten | Air | R | Later | 0 | NA | NA | NA |  | NA | Later | Later | Later | Later | Later | #NAME? | #NAME? | #NAME? | 0.013974 | 0.013974 | Later
Q21301 QE Boost | QUAD | 1 | LI21 | E | U | NA | I | 1e-06 | 1.2863 | 0 | - | - | NA | NA | NA | 7.885 | 7.885 | 6.13 | 0 | 0 | 0 | #6 AL | 2/C | 0.808 | 200 | 0.99061 | 0.0060724 | Later |  |  | E | 1 | U | 8.8756 | NA | 8.8756 | 6.13 | 0.054407 | 35 | 294.3% | 20 | 226.3% | 0.7 | 1187% | 0.0096013 | Power Ten | Air | R | Later | 0 | NA | NA | NA |  | NA | Later | Later | Later | Later | Later | #NAME? | #NAME? | #NAME? | 0.071121 | 0.071121 | Later
Q21401 QE Boost | QUAD | 1 | LI21 | E | U | NA | I | 1e-06 | 3.2992 | 0 | 500 | 1000 | NA | NA | NA | 7.885 | 7.885 | 2.39 | 0 | 0 | 0 | #6 AL | 2/C | 0.808 | 200 | 0.38622 | 0.00092308 | Later |  |  | E | 1 | U | 8.2712 | NA | 8.2712 | 2.39 | 0.019768 | 35 | 323.2% | 20 | 736.8% | 0.7 | 3441% | 0.0034885 | Power Ten | Air | R | Later | 0 | NA | NA | NA |  | NA | Later | Later | Later | Later | Later | #NAME? | #NAME? | #NAME? | 0.025841 | 0.025841 | Later
Q21501 QE Boost | QUAD | 1 | LI21 | E | U | NA | I | 1e-06 | 5.3277 | 0 | 500 | 1000 | NA | NA | NA | 7.885 | 7.885 | 1.48 | 0 | 0 | 0 | #6 AL | 2/C | 0.808 | 200 | 0.23917 | 0.00035397 | Later |  |  | E | 1 | U | 8.1242 | NA | 8.1242 | 1.48 | 0.012024 | 35 | 330.8% | 20 | 1251% | 0.7 | 5722% | 0.0021218 | Power Ten | Air | R | Later | 0 | NA | NA | NA |  | NA | Later | Later | Later | Later | Later | #NAME? | #NAME? | #NAME? | 0.015717 | 0.015717 | Later
Q21601 QE Boost | QUAD | 1 | LI21 | E | U | NA | I | 1e-06 | 4.9591 | 0 | 500 | 1000 | NA | NA | NA | 7.885 | 7.885 | 1.59 | 0 | 0 | 0 | #6 AL | 2/C | 0.808 | 200 | 0.25694 | 0.00040854 | Later |  |  | E | 1 | U | 8.1419 | NA | 8.1419 | 1.59 | 0.012946 | 35 | 329.9% | 20 | 1158% | 0.7 | 5307% | 0.0022845 | Power Ten | Air | R | Later | 0 | NA | NA | NA |  | NA | Later | Later | Later | Later | Later | #NAME? | #NAME? | #NAME? | 0.016922 | 0.016922 | Later
Q21701 QE Boost | QUAD | 1 | LI21 | E | U | NA | I | 1e-06 | 2.5518 | 0 | 500 | 1000 | NA | NA | NA | 7.885 | 7.885 | 3.09 | 0 | 0 | 0 | #6 AL | 2/C | 0.808 | 200 | 0.49934 | 0.001543 | Later |  |  | E | 1 | U | 8.3843 | NA | 8.3843 | 3.09 | 0.025908 | 35 | 317.4% | 20 | 547.2% | 0.7 | 2602% | 0.0045719 | Power Ten | Air | R | Later | 0 | NA | NA | NA |  | NA | Later | Later | Later | Later | Later | #NAME? | #NAME? | #NAME? | 0.033866 | 0.033866 | Later
Q21801 QE Boost | QUAD | 1 | LI21 | E | U | NA | I | 1e-06 | 1.3642 | 0 | 500 | 1000 | NA | NA | NA | 7.885 | 7.885 | 5.78 | 0 | 0 | 0 | #6 AL | 2/C | 0.808 | 200 | 0.93405 | 0.0053988 | Later |  |  | E | 1 | U | 8.819 | NA | 8.819 | 5.78 | 0.050974 | 35 | 296.9% | 20 | 246% | 0.7 | 1273% | 0.0089954 | Power Ten | Air | R | Later | 0 | NA | NA | NA |  | NA | Later | Later | Later | Later | Later | #NAME? | #NAME? | #NAME? | 0.066633 | 0.066633 | Later
Q21901 QE Boost | QUAD | 1 | LI21 | E | U | NA | I | 1e-06 | 1.3642 | 0 | 500 | 1000 | NA | NA | NA | 7.885 | 7.885 | 5.78 | 0 | 0 | 0 | #6 AL | 2/C | 0.808 | 200 | 0.93405 | 0.0053988 | Later |  |  | E | 1 | U | 8.819 | NA | 8.819 | 5.78 | 0.050974 | 35 | 296.9% | 20 | 246% | 0.7 | 1273% | 0.0089954 | Power Ten | Air | R | Later | 0 | NA | NA | NA |  | NA | Later | Later | Later | Later | Later | #NAME? | #NAME? | #NAME? | 0.066633 | 0.066633 | Later
YC21203 | YCOR | 1 | LI21 | N | B | NA | I | 1e-06 | 34.7222 | 0 | 30 | 1000 | NA | NA | NA | 10 | 10 | 0.288 | 0 | 0 | 0 | #NAME? | 2/C | 0.808 | 400 | 0.093082 | 2.6808e-05 | Later | B2 | LKG-05 | N | 1 | B | 10.0931 | NA | 10.0931 | 0.288 | 0.0029068 | 40 | 296.3% | 12 | 4067% | 0.48 | 16413% | 0.00051297 | MCOR12 | Air | R | Later | 0 | 1 | NA | NA |  | NA | Later | Later | Later | Later | Later | #NAME? | #NAME? | #NAME? | 0.0037997 | 0.0037997 | EI-380-201-30
XC21202 | XCOR | 1 | LI21 | N | B | NA | I | 1e-06 | 38.1944 | 0 | 30 | 1000 | NA | NA | NA | 11 | 11 | 0.288 | 0 | 0 | 0 | #NAME? | 2/C | 0.808 | 400 | 0.093082 | 2.6808e-05 | Later | B2 | LKG-05 | N | 1 | B | 11.0931 | NA | 11.0931 | 0.288 | 0.0031948 | 40 | 260.6% | 12 | 4067% | 0.48 | 14924% | 0.00056379 | MCOR12 | Air | R | Later | 0 | 1 | NA | NA |  | NA | Later | Later | Later | Later | Later | #NAME? | #NAME? | #NAME? | 0.0041762 | 0.0041762 | EI-380-201-30
XCM11 | XCOR | 1 | BC1 | N | B | NA | I | 1e-06 | 1 | 0 | 100 | 1000 | Later | Later | NA | 10 | 10 | 10 | 0 | 0 | 0 | #12 | 2/C | 2.05 | 600 | 12.3 | 0.123 | Later | B2 | LKG-05 | N | 1 | B | 22.3 | NA | 22.3 | 10 | 0.223 | 40 | 79.37% | 12 | 20% | 0.48 | 115.2% | 0.039353 | MCOR12 | Air | R | Later | 0 | NA | NA | NA |  | Later | Later | Later | Later | Later | Later | NA | NA | #NAME? | 0.2915 | 0.2915 | EI-380-201-30
YCM11 | XCOR | 1 | BC1 | N | B | NA | I | 1e-06 | 1 | 0 | 100 | 1000 | Later | Later | NA | 10 | 10 | 10 | 0 | 0 | 0 | #12 | 2/C | 2.05 | 600 | 12.3 | 0.123 | Later | B2 | LKG-05 | N | 1 | B | 22.3 | NA | 22.3 | 10 | 0.223 | 40 | 79.37% | 12 | 20% | 0.48 | 115.2% | 0.039353 | MCOR12 | Air | R | Later | 0 | NA | NA | NA |  | Later | Later | Later | Later | Later | Later | NA | NA | #NAME? | 0.2915 | 0.2915 | EI-380-201-30
QM11 | QUAD | 1 | BC1 | N | U | NA | I | 1e-06 | 0.89639 | 0 | 500 | 1000 | Later | Later | NA | 6.8 | 6.8 | 7.586 | 0 | 0 | 0 | #12 | 2/C | 2.05 | 600 | 9.3308 | 0.070783 | Later | B2 | LKG-05 | N | 1 | U | 16.1308 | NA | 16.1308 | 7.586 | 0.12237 | 40 | 148% | 12 | 58.19% | 0.48 | 292.3% | 0.021594 | MCOR12 | Air | R | Later | 0 | NA | NA | NA |  | Later | Later | Later | Later | Later | Later | NA | NA | #NAME? | 0.15996 | 0.15996 | EI-380-201-30
BX11, BX12, BX13, BX14 | BEND | 4 | BC1 | N | U | NA | S | 1e-06 | 0.022433 | 0 | 100 | 100 | Later | Later | NA | 6.73 | 26.92 | 300 | 0 | 0 | 0 | #500 | 2/C | 0.0265 | 600 | 4.77 | 1.431 | Later | B2 | LKG-06 | N | 2 | U | 31.69 | NA | 31.69 | 300 | 9.507 | 50 | 57.78% | 375 | 25% | 18.75 | 97.22% | 3.3554 | Intermediate | Air | R | Later | 1 | 1 | 2 | #NAME? | 120990 | Later | Later | Later | Later | Later | Later | #NAME? | #NAME? | #NAME? | 12.4275 | 24.8549 | EI-380-201-29
BX11 | TRIM | 1 | BC1 | N | B | NA | I | 1e-06 | 0.33333 | 0 | 100 | 1000 | Later | Later | NA | 10 | 10 | 30 | 0 | 0 | 0 | #8 | 2/C | 0.809 | 600 | 14.562 | 0.43686 | Later | B2 | LKG-05 | N | 1 | B | 24.562 | NA | 24.562 | 30 | 0.73686 | 50 | 103.6% | 30 | 0% | 1.5 | 103.6% | 0.13003 | MCOR30 | Air | R | Later | 0 | NA | NA | NA |  | Later | Later | Later | Later | Later | Later | NA | NA | NA | NA | NA | EI-380-201-30
CQ11 | QUAD | 1 | BC1 | N | B | NA | I | 1e-06 | 0.673 | 0 | 1000 | 2000 | Later | Later | NA | 6.73 | 6.73 | 10 | 0 | 0 | 0 | #12 | 2/C | 2.05 | 600 | 12.3 | 0.123 | Later | B2 | LKG-05 | N | 1 | B | 19.03 | NA | 19.03 | 10 | 0.1903 | 40 | 110.2% | 12 | 20% | 0.48 | 152.2% | 0.033582 | MCOR12 | Air | R | Later | 0 | NA | NA | NA |  | Later | Later | Later | Later | Later | Later | NA | NA | NA | NA | NA | EI-380-201-30
BX13 | TRIM | 1 | BC1 | N | B | NA | I | 1e-06 | 0.33333 | 0 | 100 | 1000 | Later | Later | NA | 10 | 10 | 30 | 0 | 0 | 0 | #8 | 2/C | 0.809 | 600 | 14.562 | 0.43686 | Later | B2 | LKG-05 | N | 1 | B | 24.562 | NA | 24.562 | 30 | 0.73686 | 50 | 103.6% | 30 | 0% | 1.5 | 103.6% | 0.13003 | MCOR30 | Air | R | Later | 0 | NA | NA | NA |  | Later | Later | Later | Later | Later | Later | NA | NA | NA | NA | NA | EI-380-201-30
CQ12 | QUAD | 1 | BC1 | N | B | NA | I | 1e-06 | 0.673 | 0 | 1000 | 2000 | Later | Later | NA | 6.73 | 6.73 | 10 | 0 | 0 | 0 | #12 | 2/C | 2.05 | 600 | 12.3 | 0.123 | Later | B2 | LKG-05 | N | 1 | B | 19.03 | NA | 19.03 | 10 | 0.1903 | 40 | 110.2% | 12 | 20% | 0.48 | 152.2% | 0.033582 | MCOR12 | Air | R | Later | 0 | NA | NA | NA |  | Later | Later | Later | Later | Later | Later | NA | NA | NA | NA | NA | EI-380-201-30
BX14 | TRIM | 1 | BC1 | N | B | NA | I | 1e-06 | 0.33333 | 0 | 100 | 1000 | Later | Later | NA | 10 | 10 | 30 | 0 | 0 | 0 | #8 | 2/C | 0.809 | 600 | 14.562 | 0.43686 | Later | B2 | LKG-05 | N | 1 | B | 24.562 | NA | 24.562 | 30 | 0.73686 | 50 | 103.6% | 30 | 0% | 1.5 | 103.6% | 0.13003 | MCOR30 | Air | R | Later | 0 | NA | NA | NA |  | Later | Later | Later | Later | Later | Later | NA | NA | NA | NA | NA | EI-380-201-30
QM12 | QUAD | 1 | BC1 | N | U | NA | I | 1e-06 | 0.89639 | 0 | 250 | 700 | Later | Later | NA | 6.8 | 6.8 | 7.586 | 0 | 0 | 0 | #12 | 2/C | 2.05 | 600 | 9.3308 | 0.070783 | Later | B2 | LKG-05 | N | 1 | U | 16.1308 | NA | 16.1308 | 7.586 | 0.12237 | 40 | 148% | 12 | 58.19% | 0.48 | 292.3% | 0.021594 | MCOR12 | Air | R | Later | 0 | NA | NA | NA |  | Later | Later | Later | Later | Later | Later | NA | NA | NA | NA | NA | EI-380-201-30
YCM12 | YCOR | 1 | BC1 | N | B | NA | I | 1e-06 | 1 | 0 | 100 | 1000 | Later | Later | NA | 10 | 10 | 10 | 0 | 0 | 0 | #12 | 2/C | 2.05 | 600 | 12.3 | 0.123 | Later | B2 | LKG-05 | N | 1 | B | 22.3 | NA | 22.3 | 10 | 0.223 | 40 | 79.37% | 12 | 20% | 0.48 | 115.2% | 0.039353 | MCOR12 | Air | R | Later | 0 | NA | NA | NA |  | Later | Later | Later | Later | Later | Later | NA | NA | NA | NA | NA | EI-380-201-30
QM13 | QUAD | 1 | BC1 | N | U | NA | I | 1e-06 | 0.89639 | 0 | 500 | 1000 | Later | Later | NA | 6.8 | 6.8 | 7.586 | 0 | 0 | 0 | #12 | 2/C | 2.05 | 600 | 9.3308 | 0.070783 | Later | B2 | LKG-05 | N | 1 | U | 16.1308 | NA | 16.1308 | 7.586 | 0.12237 | 40 | 148% | 12 | 58.19% | 0.48 | 292.3% | 0.021594 | MCOR12 | Air | R | Later | 0 | NA | NA | NA |  | Later | Later | Later | Later | Later | Later | NA | NA | NA | NA | NA | EI-380-201-30
XCM13 | XCOR | 1 | BC1 | N | B | NA | I | 1e-06 | 1 | 0 | 100 | 1000 | Later | Later | NA | 10 | 10 | 10 | 0 | 0 | 0 | #12 | 2/C | 2.05 | 600 | 12.3 | 0.123 | Later | B2 | LKG-05 | N | 1 | B | 22.3 | NA | 22.3 | 10 | 0.223 | 40 | 79.37% | 12 | 20% | 0.48 | 115.2% | 0.039353 | MCOR12 | Air | R | Later | 0 | NA | NA | NA |  | Later | Later | Later | Later | Later | Later | NA | NA | NA | NA | NA | EI-380-201-30
XC21302 | XCOR | 1 | LI21 | N | B | NA | I | 1e-06 | 34.7222 | 0 | 30 | 1000 | Later | Later | NA | 10 | 10 | 0.288 | 0 | 0 | 0 | #NAME? | 2/C | #NAME? | 400 | #NAME? | #NAME? | Later | B2 | LKG-05 | N | 1 | B | #NAME? | NA | #NAME? | 0.288 | #NAME? | 40 | #NAME? | 12 | 4067% | 0.48 | #NAME? | #NAME? | #NAME? | Air | R | Later | 0 | NA | NA | NA |  | Later | Later | Later | Later | Later | Later | NA | NA | NA | NA | NA | EI-380-201-30
YC21303 | YCOR | 1 | LI21 | N | B | NA | I | 1e-06 | 34.7222 | 0 | 30 | 1000 | Later | Later | NA | 10 | 10 | 0.288 | 0 | 0 | 0 | #NAME? | 2/C | #NAME? | 400 | #NAME? | #NAME? | Later | B2 | LKG-05 | N | 1 | B | #NAME? | NA | #NAME? | 0.288 | #NAME? | 40 | #NAME? | 12 | 4067% | 0.48 | #NAME? | #NAME? | #NAME? | Air | R | Later | 0 | NA | NA | NA |  | Later | Later | Later | Later | Later | Later | NA | NA | NA | NA | NA | EI-380-201-30
XCM14 | XCOR | 1 | LI21 | N | B | NA | I | 1e-06 | 1 | 0 | 100 | 1000 | Later | Later | NA | 10 | 10 | 10 | 0 | 0 | 0 | #NAME? | 2/C | #NAME? | 400 | #NAME? | #NAME? | Later | B2 | LKG-05 | N | 1 | B | #NAME? | NA | #NAME? | 10 | #NAME? | 40 | #NAME? | 12 | 20% | 0.48 | #NAME? | #NAME? | #NAME? | Air | R | Later | 0 | NA | NA | NA |  | Later | Later | Later | Later | Later | Later | NA | NA | NA | NA | NA | EI-380-201-30
QM14 | QUAD | 1 | LI21 | N | U | NA | I | 1e-06 | 0.89639 | 0 | 500 | 1000 | Later | Later | NA | 6.8 | 6.8 | 7.586 | 0 | 0 | 0 | #NAME? | 2/C | #NAME? | 400 | #NAME? | #NAME? | Later | B2 | LKG-05 | N | 1 | U | #NAME? | NA | #NAME? | 7.586 | #NAME? | 40 | #NAME? | 12 | 58.19% | 0.48 | #NAME? | #NAME? | #NAME? | Air | R | Later | 0 | NA | NA | NA |  | Later | Later | Later | Later | Later | Later | NA | NA | NA | NA | NA | EI-380-201-30
QM15 | QUAD | 1 | LI21 | N | U | NA | I | 1e-06 | 0.89639 | 0 | 250 | 700 | Later | Later | NA | 6.8 | 6.8 | 7.586 | 0 | 0 | 0 | #NAME? | 2/C | #NAME? | 400 | #NAME? | #NAME? | Later | B2 | LKG-05 | N | 1 | U | #NAME? | NA | #NAME? | 7.586 | #NAME? | 40 | #NAME? | 12 | 58.19% | 0.48 | #NAME? | #NAME? | #NAME? | Air | R | Later | 0 | NA | NA | NA |  | Later | Later | Later | Later | Later | Later | NA | NA | NA | NA | NA | EI-380-201-30
YCM15 | YCOR | 1 | LI21 | N | B | NA | I | 1e-06 | 3.4722 | 0 | 100 | 1000 | Later | Later | NA | 10 | 10 | 2.88 | 0 | 0 | 0 | #NAME? | 2/C | #NAME? | 400 | #NAME? | #NAME? | Later | B2 | LKG-05 | N | 1 | B | #NAME? | NA | #NAME? | 2.88 | #NAME? | 40 | #NAME? | 12 | 316.7% | 0.48 | #NAME? | #NAME? | #NAME? | Air | R | Later | 0 | NA | NA | NA |  | Later | Later | Later | Later | Later | Later | NA | NA | NA | NA | NA | EI-380-201-30
XC21401 | XCOR | 1 | LI21 | N | B | [27 empty] | B
XC21402 | XCOR | 1 | LI21 | E | B | 2 | I | 1e-06 | 1.7489 | 0 | 30 | 1000 | Later | Later | NA | 10 | 10 | 5.718 | 0 | 0 | 0 | #NAME? | 2/C | #NAME? | 400 | #NAME? | #NAME? | Later |  |  | E | 1 | B | #NAME? | NA | #NAME? | 5.718 | #NAME? | 40 | #NAME? | 12 | 109.9% | 0.48 | #NAME? | #NAME? | SCOR6 | Air | R | Later | 0 | NA | NA | NA |  | Later | Later | Later | Later | Later | Later | NA | NA | NA | NA | NA | Later
YC21403 | YCOR | 1 | LI21 | E | B | NA | I | 1e-06 | 3.4722 | 0 | 30 | 1000 | Later | Later | NA | 10 | 10 | 2.88 | 0 | 0 | 0 | #NAME? | 2/C | #NAME? | 400 | #NAME? | #NAME? | Later |  |  | E | 1 | B | #NAME? | NA | #NAME? | 2.88 | #NAME? | 40 | #NAME? | 12 | 316.7% | 0.48 | #NAME? | #NAME? | SCOR6 | Air | R | Later | 0 | NA | NA | NA |  | Later | Later | Later | Later | Later | Later | NA | NA | NA | NA | NA | Later
XC21502 | XCOR | 1 | LI21 | E | B | 2 | I | 1e-06 | 1.7489 | 0 | 30 | 1000 | Later | Later | NA | 10 | 10 | 5.718 | 0 | 0 | 0 | #NAME? | 2/C | #NAME? | 400 | #NAME? | #NAME? | Later |  |  | E | 1 | B | #NAME? | NA | #NAME? | 5.718 | #NAME? | 40 | #NAME? | 12 | 109.9% | 0.48 | #NAME? | #NAME? | SCOR6 | Air | R | Later | 0 | NA | NA | NA |  | Later | Later | Later | Later | Later | Later | NA | NA | NA | NA | NA | Later
YC21503 | YCOR | 1 | LI21 | E | B |  | I | 1e-06 | 3.4722 | 0 | 30 | 1000 | Later | Later | NA | 10 | 10 | 2.88 | 0 | 0 | 0 | #NAME? | 2/C | #NAME? | 400 | #NAME? | #NAME? | Later |  |  | E | 1 | B | #NAME? | NA | #NAME? | 2.88 | #NAME? | 40 | #NAME? | 12 | 316.7% | 0.48 | #NAME? | #NAME? | SCOR6 | Air | R | Later | 0 | NA | NA | NA |  | Later | Later | Later | Later | Later | Later | NA | NA | NA | NA | NA | Later
XC21602 | XCOR | 1 | LI21 | E | B | NA | I | 1e-06 | 1.7489 | 0 | 30 | 1000 | Later | Later | NA | 10 | 10 | 5.718 | 0 | 0 | 0 | #NAME? | 2/C | #NAME? | 400 | #NAME? | #NAME? | Later |  |  | E | 1 | B | #NAME? | NA | #NAME? | 5.718 | #NAME? | 40 | #NAME? | 12 | 109.9% | 0.48 | #NAME? | #NAME? | SCOR6 | Air | R | Later | 0 | NA | NA | NA |  | Later | Later | Later | Later | Later | Later | NA | NA | NA | NA | NA | Later
YC21603 | YCOR | 1 | LI21 | E | B | NA | I | 1e-06 | 3.4722 | 0 | 30 | 1000 | Later | Later | NA | 10 | 10 | 2.88 | 0 | 0 | 0 | #NAME? | 2/C | #NAME? | 400 | #NAME? | #NAME? | Later |  |  | E | 1 | B | #NAME? | NA | #NAME? | 2.88 | #NAME? | 40 | #NAME? | 12 | 316.7% | 0.48 | #NAME? | #NAME? | SCOR6 | Air | R | Later | 0 | NA | NA | NA |  | Later | Later | Later | Later | Later | Later | NA | NA | NA | NA | NA | Later
XC21702 | XCOR | 1 | LI21 | E | B | NA | I | 1e-06 | 1.7489 | 0 | 30 | 1000 | Later | Later | NA | 10 | 10 | 5.718 | 0 | 0 | 0 | #NAME? | 2/C | #NAME? | 400 | #NAME? | #NAME? | Later |  |  | E | 1 | B | #NAME? | NA | #NAME? | 5.718 | #NAME? | 40 | #NAME? | 12 | 109.9% | 0.48 | #NAME? | #NAME? | SCOR6 | Air | R | Later | 0 | NA | NA | NA |  | Later | Later | Later | Later | Later | Later | NA | NA | NA | NA | NA | Later
YC21703 | YCOR | 1 | LI21 | E | B | NA | I | 1e-06 | 3.4722 | 0 | 30 | 1000 | Later | Later | NA | 10 | 10 | 2.88 | 0 | 0 | 0 | #NAME? | 2/C | #NAME? | 400 | #NAME? | #NAME? | Later |  |  | E | 1 | B | #NAME? | NA | #NAME? | 2.88 | #NAME? | 40 | #NAME? | 12 | 316.7% | 0.48 | #NAME? | #NAME? | SCOR6 | Air | R | Later | 0 | NA | NA | NA |  | Later | Later | Later | Later | Later | Later | NA | NA | NA | NA | NA | Later
XC21802 | XCOR | 1 | LI21 | E | B | 2 | I | 1e-06 | 1.7489 | 0 | 30 | 1000 | Later | Later | NA | 10 | 10 | 5.718 | 0 | 0 | 0 | #NAME? | 2/C | #NAME? | 400 | #NAME? | #NAME? | Later |  |  | E | 1 | B | #NAME? | NA | #NAME? | 5.718 | #NAME? | 40 | #NAME? | 12 | 109.9% | 0.48 | #NAME? | #NAME? | SCOR6 | Air | R | Later | 0 | NA | NA | NA |  | Later | Later | Later | Later | Later | Later | NA | NA | NA | NA | NA | Later
YC21803 | YCOR | 1 | LI21 | E | B | NA | I | 1e-06 | 3.4722 | 0 | 30 | 1000 | Later | Later | NA | 10 | 10 | 2.88 | 0 | 0 | 0 | #NAME? | 2/C | #NAME? | 400 | #NAME? | #NAME? | Later |  |  | E | 1 | B | #NAME? | NA | #NAME? | 2.88 | #NAME? | 40 | #NAME? | 12 | 316.7% | 0.48 | #NAME? | #NAME? | SCOR6 | Air | R | Later | 0 | NA | NA | NA |  | Later | Later | Later | Later | Later | Later | NA | NA | NA | NA | NA | Later
XC21900 | XCOR | 1 | LI21 | E | B | NA | I | 1e-06 | 1.7489 | 0 | 30 | 1000 | Later | Later | NA | 10 | 10 | 5.718 | 0 | 0 | 0 | #NAME? | 2/C | #NAME? | 400 | #NAME? | #NAME? | Later |  |  | E | 1 | B | #NAME? | NA | #NAME? | 5.718 | #NAME? | 40 | #NAME? | 12 | 109.9% | 0.48 | #NAME? | #NAME? | SCOR6 | Air | R | Later | 0 | NA | NA | NA |  | Later | Later | Later | Later | Later | Later | NA | NA | NA | NA | NA | Later
YC21900 | YCOR | 1 | LI21 | E | B | 2 | I | 1e-06 | 1.7489 | 0 | 30 | 1000 | Later | Later | NA | 10 | 10 | 5.718 | 0 | 0 | 0 | #NAME? | 2/C | #NAME? | 400 | #NAME? | #NAME? | Later |  |  | E | 1 | B | #NAME? | NA | #NAME? | 5.718 | #NAME? | 40 | #NAME? | 12 | 109.9% | 0.48 | #NAME? | #NAME? | SCOR6 | Air | R | Later | 0 | NA | NA | NA |  | Later | Later | Later | Later | Later | Later | NA | NA | NA | NA | NA | Later
Q22201,Q22301,Q22401,Q22501,Q22601,Q22701,Q22801,Q22901 | QUAD | 8 | LI22 | E | U | NA | S | 1e-06 | 0.083 | 0 | Later | Later | NA | NA | NA | 7.885 | 63.08 | 95 | 0 | 0 | 0 | 350AL | 1/C | 0.0605 | 510 | 2.9312 | 0.27847 | Later |  |  | E | 1 | U | 66.0112 | NA | 66.0112 | 95 | 6.2711 | 200 | 203% | 300 | 215.8% | 60 | 856.8% | 1.1067 | EMHP | Air | F | NA | 0 | NA | NA | NA |  | NA | Later | Later | Later | Later | Later | #NAME? | #NAME? | #NAME? | 8.1975 | 8.1975 | Later
Q22201 QE Boost | QUAD | 1 | LI22 | E | U | NA | I | 1e-06 | 0.083 | 0 | 500 | 1000 | NA | NA | NA | 7.885 | 7.885 | 95 | 1.32 | 0 | 0 | #6 AL | 2/C | 0.808 | 200 | 15.352 | 1.4584 | Later |  |  | E | 1 | U | 23.237 | NA | 23.237 | 95 | 0.030673 | 35 | 50.62% | 20 | 1415% | 0.7 | 2182% | 0.0054129 | Power Ten | Air | R | NA | 0 | NA | NA | NA |  | NA | Later | Later | Later | Later | Later | #NAME? | #NAME? | #NAME? | 0.040095 | 0.040095 | Later
Q22301 QE Boost | QUAD | 1 | LI22 | E | U | NA | I | 1e-06 | 0.083 | 0 | 500 | 1000 | NA | NA | NA | 7.885 | 7.885 | 95 | 6.13 | 0 | 0 | #6 AL | 2/C | 0.808 | 200 | 15.352 | 1.4584 | Later |  |  | E | 1 | U | 23.237 | NA | 23.237 | 95 | 0.14244 | 35 | 50.62% | 20 | 226.3% | 0.7 | 391.4% | 0.025137 | Power Ten | Air | R | NA | 0 | NA | NA | NA |  | NA | Later | Later | Later | Later | Later | #NAME? | #NAME? | #NAME? | 0.1862 | 0.1862 | Later
Q22401 QE Boost | QUAD | 1 | LI22 | E | U | NA | I | 1e-06 | 0.083 | 0 | 500 | 1000 | NA | NA | NA | 7.885 | 7.885 | 95 | 2.39 | 0 | 0 | #6 AL | 2/C | 0.808 | 200 | 15.352 | 1.4584 | Later |  |  | E | 1 | U | 23.237 | NA | 23.237 | 95 | 0.055536 | 35 | 50.62% | 20 | 736.8% | 0.7 | 1160% | 0.0098005 | Power Ten | Air | R | NA | 0 | NA | NA | NA |  | NA | Later | Later | Later | Later | Later | #NAME? | #NAME? | #NAME? | 0.072597 | 0.072597 | Later
Q22501 QE Boost | QUAD | 1 | LI22 | E | U | NA | I | 1e-06 | 0.083 | 0 | 500 | 1000 | NA | NA | NA | 7.885 | 7.885 | 95 | 1.48 | 0 | 0 | #6 AL | 2/C | 0.808 | 200 | 15.352 | 1.4584 | Later |  |  | E | 1 | U | 23.237 | NA | 23.237 | 95 | 0.034391 | 35 | 50.62% | 20 | 1251% | 0.7 | 1935% | 0.006069 | Power Ten | Air | R | NA | 0 | NA | NA | NA |  | NA | Later | Later | Later | Later | Later | #NAME? | #NAME? | #NAME? | 0.044955 | 0.044955 | Later
Q22601 QE Boost | QUAD | 1 | LI22 | E | U | NA | I | 1e-06 | 0.083 | 0 | 500 | 1000 | NA | NA | NA | 7.885 | 7.885 | 95 | 1.59 | 0 | 0 | #6 AL | 2/C | 0.808 | 200 | 15.352 | 1.4584 | Later |  |  | E | 1 | U | 23.237 | NA | 23.237 | 95 | 0.036947 | 35 | 50.62% | 20 | 1158% | 0.7 | 1795% | 0.00652 | Power Ten | Air | R | NA | 0 | NA | NA | NA |  | NA | Later | Later | Later | Later | Later | #NAME? | #NAME? | #NAME? | 0.048297 | 0.048297 | Later
Q22701 QE Boost | QUAD | 1 | LI22 | E | U | NA | I | 1e-06 | 0.083 | 0 | 500 | 1000 | NA | NA | NA | 7.885 | 7.885 | 95 | 3.09 | 0 | 0 | #6 AL | 2/C | 0.808 | 200 | 15.352 | 1.4584 | Later |  |  | E | 1 | U | 23.237 | NA | 23.237 | 95 | 0.071802 | 35 | 50.62% | 20 | 547.2% | 0.7 | 874.9% | 0.012671 | Power Ten | Air | R | NA | 0 | NA | NA | NA |  | NA | Later | Later | Later | Later | Later | #NAME? | #NAME? | #NAME? | 0.093859 | 0.093859 | Later
Q22801 QE Boost | QUAD | 1 | LI22 | E | U | NA | I | 1e-06 | 0.083 | 0 | 500 | 1000 | NA | NA | NA | 7.885 | 7.885 | 95 | 5.78 | 0 | 0 | #6 AL | 2/C | 0.808 | 200 | 15.352 | 1.4584 | Later |  |  | E | 1 | U | 23.237 | NA | 23.237 | 95 | 0.13431 | 35 | 50.62% | 20 | 246% | 0.7 | 421.2% | 0.023702 | Power Ten | Air | R | NA | 0 | NA | NA | NA |  | NA | Later | Later | Later | Later | Later | #NAME? | #NAME? | #NAME? | 0.17557 | 0.17557 | Later
Q22901 QE Boost | QUAD | 1 | LI22 | E | U | NA | I | 1e-06 | 0.083 | 0 | 500 | 1000 | NA | NA | NA | 7.885 | 7.885 | 95 | 5.78 | 0 | 0 | #6 AL | 2/C | 0.808 | 200 | 15.352 | 1.4584 | Later |  |  | E | 1 | U | 23.237 | NA | 23.237 | 95 | 0.13431 | 35 | 50.62% | 20 | 246% | 0.7 | 421.2% | 0.023702 | Power Ten | Air | R | NA | 0 | NA | NA | NA |  | NA | Later | Later | Later | Later | Later | #NAME? | #NAME? | #NAME? | 0.17557 | 0.17557 | Later
XC22202 | XCOR | 1 | LI22 | E | B | NA | I | 1e-06 | 1.7489 | 0 | 30 | 1000 | NA | NA | NA | 10 | 10 | 5.718 | 0 | 0 | 0 | #NAME? | 2/C | #NAME? | 200 | #NAME? | #NAME? | Later |  |  | E |  | B | #NAME? | NA | #NAME? | 5.718 | #NAME? | 40 | #NAME? | 6 | 4.932% | 0.24 | #NAME? | #NAME? | SCOR6 | Air | R | NA | 0 | NA | NA | NA |  | NA | Later | Later | Later | Later | Later | NA | NA | NA | NA | NA | Later
YC22203 | YCOR | 1 | LI22 | E | B | NA | I | 1e-06 | 1.7489 | 0 | 30 | 1000 | NA | NA | NA | 10 | 10 | 5.718 | 0 | 0 | 0 | #NAME? | 2/C | #NAME? | 200 | #NAME? | #NAME? | Later |  |  | E |  | B | #NAME? | NA | #NAME? | 5.718 | #NAME? | 40 | #NAME? | 6 | 4.932% | 0.24 | #NAME? | #NAME? | SCOR6 | Air | R | NA | 0 | NA | NA | NA |  | NA | Later | Later | Later | Later | Later | NA | NA | NA | NA | NA | Later
XC22302 | XCOR | 1 | LI22 | E | B | NA | I | 1e-06 | 1.7489 | 0 | 30 | 1000 | NA | NA | NA | 10 | 10 | 5.718 | 0 | 0 | 0 | #NAME? | 2/C | #NAME? | 200 | #NAME? | #NAME? | Later |  |  | E |  | B | #NAME? | NA | #NAME? | 5.718 | #NAME? | 40 | #NAME? | 6 | 4.932% | 0.24 | #NAME? | #NAME? | SCOR6 | Air | R | NA | 0 | NA | NA | NA |  | NA | Later | Later | Later | Later | Later | NA | NA | NA | NA | NA | Later
YC22303 | YCOR | 1 | LI22 | E | B | NA | I | 1e-06 | 1.7489 | 0 | 30 | 1000 | NA | NA | NA | 10 | 10 | 5.718 | 0 | 0 | 0 | #NAME? | 2/C | #NAME? | 200 | #NAME? | #NAME? | Later |  |  | E |  | B | #NAME? | NA | #NAME? | 5.718 | #NAME? | 40 | #NAME? | 6 | 4.932% | 0.24 | #NAME? | #NAME? | SCOR6 | Air | R | NA | 0 | NA | NA | NA |  | NA | Later | Later | Later | Later | Later | NA | NA | NA | NA | NA | Later
XC22402 | XCOR | 1 | LI22 | E | B | NA | I | 1e-06 | 1.7489 | 0 | 30 | 1000 | NA | NA | NA | 10 | 10 | 5.718 | 0 | 0 | 0 | #NAME? | 2/C | #NAME? | 200 | #NAME? | #NAME? | Later |  |  | E |  | B | #NAME? | NA | #NAME? | 5.718 | #NAME? | 40 | #NAME? | 6 | 4.932% | 0.24 | #NAME? | #NAME? | SCOR6 | Air | R | NA | 0 | NA | NA | NA |  | NA | Later | Later | Later | Later | Later | NA | NA | NA | NA | NA | Later
YC22403 | YCOR | 1 | LI22 | E | B | NA | I | 1e-06 | 1.7489 | 0 | 30 | 1000 | NA | NA | NA | 10 | 10 | 5.718 | 0 | 0 | 0 | #NAME? | 2/C | #NAME? | 200 | #NAME? | #NAME? | Later |  |  | E |  | B | #NAME? | NA | #NAME? | 5.718 | #NAME? | 40 | #NAME? | 6 | 4.932% | 0.24 | #NAME? | #NAME? | SCOR6 | Air | R | NA | 0 | NA | NA | NA |  | NA | Later | Later | Later | Later | Later | NA | NA | NA | NA | NA | Later
XC22502 | XCOR | 1 | LI22 | E | B | NA | I | 1e-06 | 1.7489 | 0 | 30 | 1000 | NA | NA | NA | 10 | 10 | 5.718 | 0 | 0 | 0 | #NAME? | 2/C | #NAME? | 200 | #NAME? | #NAME? | Later |  |  | E |  | B | #NAME? | NA | #NAME? | 5.718 | #NAME? | 40 | #NAME? | 6 | 4.932% | 0.24 | #NAME? | #NAME? | SCOR6 | Air | R | NA | 0 | NA | NA | NA |  | NA | Later | Later | Later | Later | Later | NA | NA | NA | NA | NA | Later
YC22503 | YCOR | 1 | LI22 | E | B | NA | I | 1e-06 | 1.7489 | 0 | 30 | 1000 | NA | NA | NA | 10 | 10 | 5.718 | 0 | 0 | 0 | #NAME? | 2/C | #NAME? | 200 | #NAME? | #NAME? | Later |  |  | E |  | B | #NAME? | NA | #NAME? | 5.718 | #NAME? | 40 | #NAME? | 6 | 4.932% | 0.24 | #NAME? | #NAME? | SCOR6 | Air | R | NA | 0 | NA | NA | NA |  | NA | Later | Later | Later | Later | Later | NA | NA | NA | NA | NA | Later
XC22602 | XCOR | 1 | LI22 | E | B | NA | I | 1e-06 | 1.7489 | 0 | 30 | 1000 | NA | NA | NA | 10 | 10 | 5.718 | 0 | 0 | 0 | #NAME? | 2/C | #NAME? | 200 | #NAME? | #NAME? | Later |  |  | E |  | B | #NAME? | NA | #NAME? | 5.718 | #NAME? | 40 | #NAME? | 6 | 4.932% | 0.24 | #NAME? | #NAME? | SCOR6 | Air | R | NA | 0 | NA | NA | NA |  | NA | Later | Later | Later | Later | Later | NA | NA | NA | NA | NA | Later
YC22603 | YCOR | 1 | LI22 | E | B | NA | I | 1e-06 | 1.7489 | 0 | 30 | 1000 | NA | NA | NA | 10 | 10 | 5.718 | 0 | 0 | 0 | #NAME? | 2/C | #NAME? | 200 | #NAME? | #NAME? | Later |  |  | E |  | B | #NAME? | NA | #NAME? | 5.718 | #NAME? | 40 | #NAME? | 6 | 4.932% | 0.24 | #NAME? | #NAME? | SCOR6 | Air | R | NA | 0 | NA | NA | NA |  | NA | Later | Later | Later | Later | Later | NA | NA | NA | NA | NA | Later
XC22702 | XCOR | 1 | LI22 | E | B | NA | I | 1e-06 | 1.7489 | 0 | 30 | 1000 | NA | NA | NA | 10 | 10 | 5.718 | 0 | 0 | 0 | #NAME? | 2/C | #NAME? | 200 | #NAME? | #NAME? | Later |  |  | E |  | B | #NAME? | NA | #NAME? | 5.718 | #NAME? | 40 | #NAME? | 6 | 4.932% | 0.24 | #NAME? | #NAME? | SCOR6 | Air | R | NA | 0 | NA | NA | NA |  | NA | Later | Later | Later | Later | Later | NA | NA | NA | NA | NA | Later
YC22703 | YCOR | 1 | LI22 | E | B | NA | I | 1e-06 | 1.7489 | 0 | 30 | 1000 | NA | NA | NA | 10 | 10 | 5.718 | 0 | 0 | 0 | #NAME? | 2/C | #NAME? | 200 | #NAME? | #NAME? | Later |  |  | E |  | B | #NAME? | NA | #NAME? | 5.718 | #NAME? | 40 | #NAME? | 6 | 4.932% | 0.24 | #NAME? | #NAME? | SCOR6 | Air | R | NA | 0 | NA | NA | NA |  | NA | Later | Later | Later | Later | Later | NA | NA | NA | NA | NA | Later
XC22802 | XCOR | 1 | LI22 | E | B | NA | I | 1e-06 | 1.7489 | 0 | 30 | 1000 | NA | NA | NA | 10 | 10 | 5.718 | 0 | 0 | 0 | #NAME? | 2/C | #NAME? | 200 | #NAME? | #NAME? | Later |  |  | E |  | B | #NAME? | NA | #NAME? | 5.718 | #NAME? | 40 | #NAME? | 6 | 4.932% | 0.24 | #NAME? | #NAME? | SCOR6 | Air | R | NA | 0 | NA | NA | NA |  | NA | Later | Later | Later | Later | Later | NA | NA | NA | NA | NA | Later
YC22803 | YCOR | 1 | LI22 | E | B | NA | I | 1e-06 | 1.7489 | 0 | 30 | 1000 | NA | NA | NA | 10 | 10 | 5.718 | 0 | 0 | 0 | #NAME? | 2/C | #NAME? | 200 | #NAME? | #NAME? | Later |  |  | E |  | B | #NAME? | NA | #NAME? | 5.718 | #NAME? | 40 | #NAME? | 6 | 4.932% | 0.24 | #NAME? | #NAME? | SCOR6 | Air | R | NA | 0 | NA | NA | NA |  | NA | Later | Later | Later | Later | Later | NA | NA | NA | NA | NA | Later
XC22900 | XCOR | 1 | LI22 | E | B | NA | I | 1e-06 | 1.7489 | 0 | 30 | 1000 | NA | NA | NA | 10 | 10 | 5.718 | 0 | 0 | 0 | #NAME? | 2/C | #NAME? | 200 | #NAME? | #NAME? | Later |  |  | E |  | B | #NAME? | NA | #NAME? | 5.718 | #NAME? | 40 | #NAME? | 6 | 4.932% | 0.24 | #NAME? | #NAME? | SCOR6 | Air | R | NA | 0 | NA | NA | NA |  | NA | Later | Later | Later | Later | Later | NA | NA | NA | NA | NA | Later
YC22900 | YCOR | 1 | LI22 | E | B | NA | I | 1e-06 | 1.7489 | 0 | 30 | 1000 | NA | NA | NA | 10 | 10 | 5.718 | 0 | 0 | 0 | #NAME? | 2/C | #NAME? | 200 | #NAME? | #NAME? | Later |  |  | E |  | B | #NAME? | NA | #NAME? | 5.718 | #NAME? | 40 | #NAME? | 6 | 4.932% | 0.24 | #NAME? | #NAME? | SCOR6 | Air | R | NA | 0 | NA | NA | NA |  | NA | Later | Later | Later | Later | Later | NA | NA | NA | NA | NA | Later
Q23201,Q23301,Q23401,Q23501,Q23601,Q23701,Q23801,Q23901 | QUAD | 8 | LI23 | E | U | NA | S | 1e-06 | 0.083 | 0 | Later | Later | NA | NA | NA | 7.885 | 63.08 | 95 | 0 | 0 | 0 | 350AL | 1/C | 0.0605 | 510 | 2.9312 | 0.27847 | Later |  |  | E | 1 | U | 66.0112 | NA | 66.0112 | 95 | 6.2711 | 200 | 203% | 300 | 215.8% | 60 | 856.8% | 1.1067 | EMHP | Air | F | NA | 0 | NA | NA | NA |  | NA | NA | NA | NA | NA | NA | #NAME? | #NAME? | #NAME? | 8.1975 | 8.1975 | Later
Q23201 QE Boost | QUAD | 1 | LI23 | E | U | NA | I | 1e-06 | 0.083 | 0 | 500 | 1000 | NA | NA | NA | 7.885 | 7.885 | 95 | 0 | 0 | 0 | #6 AL | 2/C | 0.808 | 200 | 15.352 | 1.4584 | Later |  |  | E | 1 | U | 23.237 | NA | 23.237 | 1.32 | 0.030673 | 35 | 50.62% | 20 | 1415% | 0.7 | 2182% | 0.0054129 | Power Ten | Air | R | NA | 0 | NA | NA | NA |  | NA | NA | NA | NA | NA | NA | #NAME? | #NAME? | #NAME? | 0.040095 | 0.040095 | Later
Q23301 QE Boost | QUAD | 1 | LI23 | E | U | NA | I | 1e-06 | 0.083 | 0 | 500 | 1000 | NA | NA | NA | 7.885 | 7.885 | 95 | 0 | 0 | 0 | #6 AL | 2/C | 0.808 | 200 | 15.352 | 1.4584 | Later |  |  | E | 1 | U | 23.237 | NA | 23.237 | 6.13 | 0.14244 | 35 | 50.62% | 20 | 226.3% | 0.7 | 391.4% | 0.025137 | Power Ten | Air | R | NA | 0 | NA | NA | NA |  | NA | NA | NA | NA | NA | NA | #NAME? | #NAME? | #NAME? | 0.1862 | 0.1862 | Later
Q23401 QE Boost | QUAD | 1 | LI23 | E | U | NA | I | 1e-06 | 0.083 | 0 | 500 | 1000 | NA | NA | NA | 7.885 | 7.885 | 95 | 0 | 0 | 0 | #6 AL | 2/C | 0.808 | 200 | 15.352 | 1.4584 | Later |  |  | E | 1 | U | 23.237 | NA | 23.237 | 2.39 | 0.055536 | 35 | 50.62% | 20 | 736.8% | 0.7 | 1160% | 0.0098005 | Power Ten | Air | R | NA | 0 | NA | NA | NA |  | NA | NA | NA | NA | NA | NA | #NAME? | #NAME? | #NAME? | 0.072597 | 0.072597 | Later
Q23501 QE Boost | QUAD | 1 | LI23 | E | U | NA | I | 1e-06 | 0.083 | 0 | 500 | 1000 | NA | NA | NA | 7.885 | 7.885 | 95 | 0 | 0 | 0 | #6 AL | 2/C | 0.808 | 200 | 15.352 | 1.4584 | Later |  |  | E | 1 | U | 23.237 | NA | 23.237 | 1.48 | 0.034391 | 35 | 50.62% | 20 | 1251% | 0.7 | 1935% | 0.006069 | Power Ten | Air | R | NA | 0 | NA | NA | NA |  | NA | NA | NA | NA | NA | NA | #NAME? | #NAME? | #NAME? | 0.044955 | 0.044955 | Later
Q23601 QE Boost | QUAD | 1 | LI23 | E | U | NA | I | 1e-06 | 0.083 | 0 | 500 | 1000 | NA | NA | NA | 7.885 | 7.885 | 95 | 0 | 0 | 0 | #6 AL | 2/C | 0.808 | 200 | 15.352 | 1.4584 | Later |  |  | E | 1 | U | 23.237 | NA | 23.237 | 1.59 | 0.036947 | 35 | 50.62% | 20 | 1158% | 0.7 | 1795% | 0.00652 | Power Ten | Air | R | NA | 0 | NA | NA | NA |  | NA | NA | NA | NA | NA | NA | #NAME? | #NAME? | #NAME? | 0.048297 | 0.048297 | Later
Q23701 QE Boost | QUAD | 1 | LI23 | E | U | NA | I | 1e-06 | 0.083 | 0 | 500 | 1000 | NA | NA | NA | 7.885 | 7.885 | 95 | 0 | 0 | 0 | #6 AL | 2/C | 0.808 | 200 | 15.352 | 1.4584 | Later |  |  | E | 1 | U | 23.237 | NA | 23.237 | 3.09 | 0.071802 | 35 | 50.62% | 20 | 547.2% | 0.7 | 874.9% | 0.012671 | Power Ten | Air | R | NA | 0 | NA | NA | NA |  | NA | NA | NA | NA | NA | NA | #NAME? | #NAME? | #NAME? | 0.093859 | 0.093859 | Later
Q23801 QE Boost | QUAD | 1 | LI23 | E | U | NA | I | 1e-06 | 0.083 | 0 | 500 | 1000 | NA | NA | NA | 7.885 | 7.885 | 95 | 0 | 0 | 0 | #6 AL | 2/C | 0.808 | 200 | 15.352 | 1.4584 | Later |  |  | E | 1 | U | 23.237 | NA | 23.237 | 5.78 | 0.13431 | 35 | 50.62% | 20 | 246% | 0.7 | 421.2% | 0.023702 | Power Ten | Air | R | NA | 0 | NA | NA | NA |  | NA | NA | NA | NA | NA | NA | #NAME? | #NAME? | #NAME? | 0.17557 | 0.17557 | Later
Q23901 QE Boost | QUAD | 1 | LI23 | E | U | NA | I | 1e-06 | 0.083 | 0 | 500 | 1000 | NA | NA | NA | 7.885 | 7.885 | 95 | 0 | 0 | 0 | #6 AL | 2/C | 0.808 | 200 | 15.352 | 1.4584 | Later |  |  | E | 1 | U | 23.237 | NA | 23.237 | 5.78 | 0.13431 | 35 | 50.62% | 20 | 246% | 0.7 | 421.2% | 0.023702 | Power Ten | Air | R | NA | 0 | NA | NA | NA |  | NA | NA | NA | NA | NA | NA | #NAME? | #NAME? | #NAME? | 0.17557 | 0.17557 | Later
XC23202 | XCOR | 1 | LI23 | E | B | NA | I | 1e-06 | 1.7489 | 0 | 40 | 1000 | NA | NA | NA | 10 | 10 | 5.718 | 0 | 0 | 0 | #NAME? | 2/C | #NAME? | 200 | #NAME? | #NAME? | Later |  |  | E | 1 | B | #NAME? | NA | #NAME? | 5.718 | #NAME? | 30 | #NAME? | 6 | 4.932% | 0.18 | #NAME? | #NAME? | SCOR6 | Air | R | NA | 0 | NA | NA | NA |  | NA | NA | NA | NA | NA | NA | NA | NA | NA | NA | NA | Later
YC23203 | YCOR | 1 | LI23 | E | B | NA | I | 1e-06 | 1.7489 | 0 | 40 | 1000 | NA | NA | NA | 10 | 10 | 5.718 | 0 | 0 | 0 | #NAME? | 2/C | #NAME? | 200 | #NAME? | #NAME? | Later |  |  | E | 1 | B | #NAME? | NA | #NAME? | 5.718 | #NAME? | 30 | #NAME? | 6 | 4.932% | 0.18 | #NAME? | #NAME? | SCOR6 | Air | R | NA | 0 | NA | NA | NA |  | NA | NA | NA | NA | NA | NA | NA | NA | NA | NA | NA | Later
XC23302 | XCOR | 1 | LI23 | E | B | NA | I | 1e-06 | 1.7489 | 0 | 40 | 1000 | NA | NA | NA | 10 | 10 | 5.718 | 0 | 0 | 0 | #NAME? | 2/C | #NAME? | 200 | #NAME? | #NAME? | Later |  |  | E | 1 | B | #NAME? | NA | #NAME? | 5.718 | #NAME? | 30 | #NAME? | 6 | 4.932% | 0.18 | #NAME? | #NAME? | SCOR6 | Air | R | NA | 0 | NA | NA | NA |  | NA | NA | NA | NA | NA | NA | NA | NA | NA | NA | NA | Later
YC23303 | YCOR | 1 | LI23 | E | B | NA | I | 1e-06 | 1.7489 | 0 | 40 | 1000 | NA | NA | NA | 10 | 10 | 5.718 | 0 | 0 | 0 | #NAME? | 2/C | #NAME? | 200 | #NAME? | #NAME? | Later |  |  | E | 1 | B | #NAME? | NA | #NAME? | 5.718 | #NAME? | 30 | #NAME? | 6 | 4.932% | 0.18 | #NAME? | #NAME? | SCOR6 | Air | R | NA | 0 | NA | NA | NA |  | NA | NA | NA | NA | NA | NA | NA | NA | NA | NA | NA | Later
XC23402 | XCOR | 1 | LI23 | E | B | NA | I | 1e-06 | 1.7489 | 0 | 40 | 1000 | NA | NA | NA | 10 | 10 | 5.718 | 0 | 0 | 0 | #NAME? | 2/C | #NAME? | 200 | #NAME? | #NAME? | Later |  |  | E | 1 | B | #NAME? | NA | #NAME? | 5.718 | #NAME? | 30 | #NAME? | 6 | 4.932% | 0.18 | #NAME? | #NAME? | SCOR6 | Air | R | NA | 0 | NA | NA | NA |  | NA | NA | NA | NA | NA | NA | NA | NA | NA | NA | NA | Later
YC23403 | YCOR | 1 | LI23 | E | B | NA | I | 1e-06 | 1.7489 | 0 | 40 | 1000 | NA | NA | NA | 10 | 10 | 5.718 | 0 | 0 | 0 | #NAME? | 2/C | #NAME? | 200 | #NAME? | #NAME? | Later |  |  | E | 1 | U | #NAME? | NA | #NAME? | 5.718 | #NAME? | 30 | #NAME? | 6 | 4.932% | 0.18 | #NAME? | #NAME? | SCOR6 | Air | R | NA | 0 | NA | NA | NA |  | NA | NA | NA | NA | NA | NA | NA | NA | NA | NA | NA | Later
XC23502 | XCOR | 1 | LI23 | E | B | NA | I | 1e-06 | 1.7489 | 0 | 40 | 1000 | NA | NA | NA | 10 | 10 | 5.718 | 0 | 0 | 0 | #NAME? | 2/C | #NAME? | 200 | #NAME? | #NAME? | Later |  |  | E | 1 | U | #NAME? | NA | #NAME? | 5.718 | #NAME? | 30 | #NAME? | 6 | 4.932% | 0.18 | #NAME? | #NAME? | SCOR6 | Air | R | NA | 0 | NA | NA | NA |  | NA | NA | NA | NA | NA | NA | NA | NA | NA | NA | NA | Later
YC23503 | YCOR | 1 | LI23 | E | B | NA | I | 1e-06 | 1.7489 | 0 | 40 | 1000 | NA | NA | NA | 10 | 10 | 5.718 | 0 | 0 | 0 | #NAME? | 2/C | #NAME? | 200 | #NAME? | #NAME? | Later |  |  | E | 1 | U | #NAME? | NA | #NAME? | 5.718 | #NAME? | 30 | #NAME? | 6 | 4.932% | 0.18 | #NAME? | #NAME? | SCOR6 | Air | R | NA | 0 | NA | NA | NA |  | NA | NA | NA | NA | NA | NA | NA | NA | NA | NA | NA | Later
XC23602 | XCOR | 1 | LI23 | E | B | NA | I | 1e-06 | 1.7489 | 0 | 40 | 1000 | NA | NA | NA | 10 | 10 | 5.718 | 0 | 0 | 0 | #NAME? | 2/C | #NAME? | 200 | #NAME? | #NAME? | Later |  |  | E | 1 | U | #NAME? | NA | #NAME? | 5.718 | #NAME? | 30 | #NAME? | 6 | 4.932% | 0.18 | #NAME? | #NAME? | SCOR6 | Air | R | NA | 0 | NA | NA | NA |  | NA | NA | NA | NA | NA | NA | NA | NA | NA | NA | NA | Later
YC23603 | YCOR | 1 | LI23 | E | B | NA | I | 1e-06 | 1.7489 | 0 | 40 | 1000 | NA | NA | NA | 10 | 10 | 5.718 | 0 | 0 | 0 | #NAME? | 2/C | #NAME? | 200 | #NAME? | #NAME? | Later |  |  | E | 1 | U | #NAME? | NA | #NAME? | 5.718 | #NAME? | 30 | #NAME? | 6 | 4.932% | 0.18 | #NAME? | #NAME? | SCOR6 | Air | R | NA | 0 | NA | NA | NA |  | NA | NA | NA | NA | NA | NA | NA | NA | NA | NA | NA | Later
XC23702 | XCOR | 1 | LI23 | E | B | NA | I | 1e-06 | 1.7489 | 0 | 40 | 1000 | NA | NA | NA | 10 | 10 | 5.718 | 0 | 0 | 0 | #NAME? | 2/C | #NAME? | 200 | #NAME? | #NAME? | Later |  |  | E | 1 | U | #NAME? | NA | #NAME? | 5.718 | #NAME? | 30 | #NAME? | 6 | 4.932% | 0.18 | #NAME? | #NAME? | SCOR6 | Air | R | NA | 0 | NA | NA | NA |  | NA | NA | NA | NA | NA | NA | NA | NA | NA | NA | NA | Later
YC23703 | YCOR | 1 | LI23 | E | B | NA | I | 1e-06 | 1.7489 | 0 | 40 | 1000 | NA | NA | NA | 10 | 10 | 5.718 | 0 | 0 | 0 | #NAME? | 2/C | #NAME? | 200 | #NAME? | #NAME? | Later |  |  | E | 1 | U | #NAME? | NA | #NAME? | 5.718 | #NAME? | 30 | #NAME? | 6 | 4.932% | 0.18 | #NAME? | #NAME? | SCOR6 | Air | R | NA | 0 | NA | NA | NA |  | NA | NA | NA | NA | NA | NA | NA | NA | NA | NA | NA | Later
XC23802 | XCOR | 1 | LI23 | E | B | NA | I | 1e-06 | 1.7489 | 0 | 40 | 1000 | NA | NA | NA | 10 | 10 | 5.718 | 0 | 0 | 0 | #NAME? | 2/C | #NAME? | 200 | #NAME? | #NAME? | Later |  |  | E | 1 | U | #NAME? | NA | #NAME? | 5.718 | #NAME? | 30 | #NAME? | 6 | 4.932% | 0.18 | #NAME? | #NAME? | SCOR6 | Air | R | NA | 0 | NA | NA | NA |  | NA | NA | NA | NA | NA | NA | NA | NA | NA | NA | NA | Later
YC23803 | YCOR | 1 | LI23 | E | B | NA | I | 1e-06 | 1.7489 | 0 | 40 | 1000 | NA | NA | NA | 10 | 10 | 5.718 | 0 | 0 | 0 | #NAME? | 2/C | #NAME? | 200 | #NAME? | #NAME? | Later |  |  | E | 1 | U | #NAME? | NA | #NAME? | 5.718 | #NAME? | 30 | #NAME? | 6 | 4.932% | 0.18 | #NAME? | #NAME? | SCOR6 | Air | R | NA | 0 | NA | NA | NA |  | NA | NA | NA | NA | NA | NA | NA | NA | NA | NA | NA | Later
XC23900 | XCOR | 1 | LI23 | E | B | NA | I | 1e-06 | 1.7489 | 0 | 40 | 1000 | NA | NA | NA | 10 | 10 | 5.718 | 0 | 0 | 0 | #NAME? | 2/C | #NAME? | 200 | #NAME? | #NAME? | Later |  |  | E | 1 | U | #NAME? | NA | #NAME? | 5.718 | #NAME? | 30 | #NAME? | 6 | 4.932% | 0.18 | #NAME? | #NAME? | SCOR6 | Air | R | NA | 0 | NA | NA | NA |  | NA | NA | NA | NA | NA | NA | NA | NA | NA | NA | NA | Later
YC23900 | YCOR | 1 | LI23 | E | B | NA | I | 1e-06 | 1.7489 | 0 | 40 | 1000 | NA | NA | NA | 10 | 10 | 5.718 | 0 | 0 | 0 | #NAME? | 2/C | #NAME? | 200 | #NAME? | #NAME? | Later |  |  | E | 1 | U | #NAME? | NA | #NAME? | 5.718 | #NAME? | 30 | #NAME? | 6 | 4.932% | 0.18 | #NAME? | #NAME? | SCOR6 | Air | R | NA | 0 | NA | NA | NA |  | NA | NA | NA | NA | NA | NA | NA | NA | NA | NA | NA | Later
Q24201,Q24301,Q24401,Q24501 | QUAD | 4 | LI24 | E | U | NA | S | 1e-06 | 0.083 | 0 | Later | Later | NA | NA | NA | 10.624 | 42.496 | 128 | 0 | 0 | 0 | 350AL | 1/C | 0.0605 | 510 | 3.9494 | 0.50553 | Later |  |  | E | 1 | U | 46.4454 | NA | 46.4454 | 128 | 5.945 | 200 | 330.6% | 300 | 134.4% | 60 | 909.2% | 1.0491 | EMHP | Air | F | NA | 0 | NA | NA | NA |  | NA | NA | NA | NA | NA | NA | #NAME? | #NAME? | #NAME? | 7.7713 | 7.7713 | Later
Q24201 QE Boost | QUAD | 1 | LI24 | E | U | NA | I | 1e-06 | 0.083 | 0 | 500 | 1000 | NA | NA | NA | 7.885 | 7.885 | 95 | 0 | 0 | 0 | #6 AL | 2/C | 0.808 | 200 | 15.352 | 1.4584 | Later |  |  | E | 1 | U | 23.237 | NA | 23.237 | 1.32 | 0.030673 | 35 | 50.62% | 20 | 1415% | 0.7 | 2182% | 0.0054129 | Power Ten | Air | R | NA | 0 |  | NA | NA |  | NA | NA | NA | NA | NA | NA | #NAME? | #NAME? | #NAME? | 0.040095 | 0.040095 | Later
Q24301 QE Boost | QUAD | 1 | LI24 | E | U | NA | I | 1e-06 | 0.083 | 0 | 500 | 1000 | NA | NA | NA | 7.885 | 7.885 | 95 | 0 | 0 | 0 | #6 AL | 2/C | 0.808 | 200 | 15.352 | 1.4584 | Later |  |  | E | 1 | U | 23.237 | NA | 23.237 | 6.13 | 0.14244 | 35 | 50.62% | 20 | 226.3% | 0.7 | 391.4% | 0.025137 | Power Ten | Air | R | NA | 0 |  | NA | NA |  | NA | NA | NA | NA | NA | NA | #NAME? | #NAME? | #NAME? | 0.1862 | 0.1862 | Later
Q24401 QE Boost | QUAD | 1 | LI24 | E | U | NA | I | 1e-06 | 0.083 | 0 | 500 | 1000 | NA | NA | NA | 7.885 | 7.885 | 95 | 0 | 0 | 0 | #6 AL | 2/C | 0.808 | 200 | 15.352 | 1.4584 | Later |  |  | E | 1 | U | 23.237 | NA | 23.237 | 2.39 | 0.055536 | 35 | 50.62% | 20 | 736.8% | 0.7 | 1160% | 0.0098005 | Power Ten | Air | R | NA | 0 |  | NA | NA |  | NA | NA | NA | NA | NA | NA | #NAME? | #NAME? | #NAME? | 0.072597 | 0.072597 | Later
Q24501 QE Boost | QUAD | 1 | LI24 | E | U | NA | I | 1e-06 | 0.083 | 0 | 500 | 1000 | NA | NA | NA | 7.885 | 7.885 | 95 | 0 | 0 | 0 | #6 AL | 2/C | 0.808 | 200 | 15.352 | 1.4584 | Later |  |  | E | 1 | U | 23.237 | NA | 23.237 | 1.48 | 0.034391 | 35 | 50.62% | 20 | 1251% | 0.7 | 1935% | 0.006069 | Power Ten | Air | R | NA | 0 |  | NA | NA |  | NA | NA | NA | NA | NA | NA | #NAME? | #NAME? | #NAME? | 0.044955 | 0.044955 | Later
Q24601 - No boost | QUAD | 1 | LI24 | E | U | NA | I | 1e-06 | 0.39348 | 0 | Later | Later | 19.8 | 19.8 | 198 | 10.624 | 10.624 | 27 | 0 | 0 | 0 | #NAME? | 2/C | #NAME? | 400 | #NAME? | #NAME? | Later |  |  | N | 1 | U | #NAME? | NA | #NAME? | 27 | #NAME? | 25 | #NAME? | 125 | 363% | 3.125 | #NAME? | #NAME? | Intermediate | Air | R | Later | 1 | Later | 2 | #NAME? | Later | Later | Later | Later | Later | Later | Later | #NAME? | #NAME? | #NAME? | #NAME? | #NAME? | Later
Q24701A, Q24701B No boost | QUAD | 2 | L124, BC2 | N | U | NA | S | 1e-06 | 0.073864 | 0 | Later | Later | NA | NA | NA | 10.624 | 21.248 | 143.832 | 0 | 0 | 0 | #NAME? | 2/C | #NAME? | 400 | #NAME? | #NAME? | Later |  |  | N | 1 | U | #NAME? | NA | #NAME? | 143.832 | #NAME? | 40 | #NAME? | 250 | 73.81% | 10 | #NAME? | #NAME? | Intermediate | Air | R | Later | 1 | Later | 2 | #NAME? | Later | Later | Later | Later | Later | Later | Later | #NAME? | #NAME? | #NAME? | #NAME? | #NAME? | Later
Q24901A, Q24901B No boost | QUAD | 2 | L124, BC2 | N | U | NA | S | 1e-06 | 0.11482 | 0 | 250 | 2000 | NA | NA | NA | 10.624 | 21.248 | 92.5305 | 0 | 0 | 0 | #2/0 | 2/C | 0.101 | 400 | 3.7382 | 0.3459 | Later |  |  | N | 1 | U | 24.9862 | NA | 24.9862 | 92.5305 | 2.312 | 40 | 60.09% | 250 | 170.2% | 10 | 332.5% | 0.408 | Intermediate | Air | R | Later | 1 | Later | 2 | #NAME? | Later | Later | Later | Later | Later | Later | Later | #NAME? | #NAME? | #NAME? | 3.0222 | 3.0222 | Later
XC24202 | XCOR | 1 | LI24 | E | B | NA | I | 1e-06 | 1.7489 | 0 | 40 | 1000 | NA | NA | NA | 10 | 10 | 5.718 | 0 | 0 | 0 | #NAME? | 2/C | #NAME? | 200 | #NAME? | #NAME? | Later |  |  | E | 1 | B | #NAME? | NA | #NAME? | 5.718 | #NAME? | 30 | #NAME? | 6 | 4.932% | 0.18 | #NAME? | #NAME? | SCOR6 | Air | R | NA | 0 |  | NA | NA |  | NA | NA | NA | NA | NA | NA | NA | NA | NA | NA | NA | Later
YC24203 | YCOR | 1 | LI24 | E | B | NA | I | 1e-06 | 1.7489 | 0 | 40 | 1000 | NA | NA | NA | 10 | 10 | 5.718 | 0 | 0 | 0 | #NAME? | 2/C | #NAME? | 200 | #NAME? | #NAME? | Later |  |  | E | 1 | B | #NAME? | NA | #NAME? | 5.718 | #NAME? | 30 | #NAME? | 6 | 4.932% | 0.18 | #NAME? | #NAME? | SCOR6 | Air | R | NA | 0 |  | NA | NA |  | NA | NA | NA | NA | NA | NA | NA | NA | NA | NA | NA | Later
XC24302 | XCOR | 1 | LI24 | E | B | NA | I | 1e-06 | 1.7489 | 0 | 40 | 1000 | NA | NA | NA | 10 | 10 | 5.718 | 0 | 0 | 0 | #NAME? | 2/C | #NAME? | 200 | #NAME? | #NAME? | Later |  |  | E | 1 | B | #NAME? | NA | #NAME? | 5.718 | #NAME? | 30 | #NAME? | 6 | 4.932% | 0.18 | #NAME? | #NAME? | SCOR6 | Air | R | NA | 0 |  | NA | NA |  | NA | NA | NA | NA | NA | NA | NA | NA | NA | NA | NA | Later
YC24303 | YCOR | 1 | LI24 | E | B | NA | I | 1e-06 | 1.7489 | 0 | 40 | 1000 | NA | NA | NA | 10 | 10 | 5.718 | 0 | 0 | 0 | #NAME? | 2/C | #NAME? | 200 | #NAME? | #NAME? | Later |  |  | E | 1 | B | #NAME? | NA | #NAME? | 5.718 | #NAME? | 30 | #NAME? | 6 | 4.932% | 0.18 | #NAME? | #NAME? | SCOR6 | Air | R | NA | 0 |  | NA | NA |  | NA | NA | NA | NA | NA | NA | NA | NA | NA | NA | NA | Later
XC24402 | XCOR | 1 | LI24 | E | B | NA | I | 1e-06 | 1.7489 | 0 | 40 | 1000 | NA | NA | NA | 10 | 10 | 5.718 | 0 | 0 | 0 | #NAME? | 2/C | #NAME? | 200 | #NAME? | #NAME? | Later |  |  | E | 1 | B | #NAME? | NA | #NAME? | 5.718 | #NAME? | 30 | #NAME? | 6 | 4.932% | 0.18 | #NAME? | #NAME? | SCOR6 | Air | R | NA | 0 |  | NA | NA |  | NA | NA | NA | NA | NA | NA | NA | NA | NA | NA | NA | Later
YC24403 | YCOR | 1 | LI24 | E | B | NA | I | 1e-06 | 1.7489 | 0 | 40 | 1000 | NA | NA | NA | 10 | 10 | 5.718 | 0 | 0 | 0 | #NAME? | 2/C | #NAME? | 200 | #NAME? | #NAME? | Later |  |  | E | 1 | B | #NAME? | NA | #NAME? | 5.718 | #NAME? | 30 | #NAME? | 6 | 4.932% | 0.18 | #NAME? | #NAME? | SCOR6 | Air | R | NA | 0 |  | NA | NA |  | NA | NA | NA | NA | NA | NA | NA | NA | NA | NA | NA | Later
XC24502 | XCOR | 1 | LI24 | E | B | NA | I | 1e-06 | 1.7489 | 0 | 40 | 1000 | NA | NA | NA | 10 | 10 | 5.718 | 0 | 0 | 0 | #NAME? | 2/C | #NAME? | 200 | #NAME? | #NAME? | Later |  |  | E | 1 | B | #NAME? | NA | #NAME? | 5.718 | #NAME? | 30 | #NAME? | 6 | 4.932% | 0.18 | #NAME? | #NAME? | SCOR6 | Air | R | NA | 0 |  | NA | NA |  | NA | NA | NA | NA | NA | NA | NA | NA | NA | NA | NA | Later
YC24503 | YCOR | 1 | LI24 | E | B | NA | I | 1e-06 | 1.7489 | 0 | 40 | 1000 | NA | NA | NA | 10 | 10 | 5.718 | 0 | 0 | 0 | #NAME? | 2/C | #NAME? | 200 | #NAME? | #NAME? | Later |  |  | E | 1 | B | #NAME? | NA | #NAME? | 5.718 | #NAME? | 30 | #NAME? | 6 | 4.932% | 0.18 | #NAME? | #NAME? | SCOR6 | Air | R | NA | 0 |  | NA | NA |  | NA | NA | NA | NA | NA | NA | NA | NA | NA | NA | NA | Later
XC24602 | XCOR | 1 | LI24 | E | B | NA | I | 1e-06 | 1.7489 | 0 | 40 | 1000 | NA | NA | NA | 10 | 10 | 5.718 | 0 | 0 | 0 | #NAME? | 2/C | #NAME? | 200 | #NAME? | #NAME? | Later |  |  | E | 1 | B | #NAME? | NA | #NAME? | 5.718 | #NAME? | 30 | #NAME? | 6 | 4.932% | 0.18 | #NAME? | #NAME? | SCOR6 | Air | R | NA | 0 |  | NA | NA |  | NA | NA | NA | NA | NA | NA | NA | NA | NA | NA | NA | Later
XC24603 | YCOR | 1 | LI24 | E | B | NA | I | 1e-06 | 1.7489 | 0 | 40 | 1000 | NA | NA | NA | 10 | 10 | 5.718 | 0 | 0 | 0 | #NAME? | 2/C | #NAME? | 200 | #NAME? | #NAME? | Later |  |  | E | 1 | B | #NAME? | NA | #NAME? | 5.718 | #NAME? | 30 | #NAME? | 6 | 4.932% | 0.18 | #NAME? | #NAME? | SCOR6 | Air | R | NA | 0 |  | NA | NA |  | NA | NA | NA | NA | NA | NA | NA | NA | NA | NA | NA | Later
XC24702 | XCOR | 1 | LI24 | E | B | NA | I | 1e-06 | 1.7489 | 0 | 40 | 1000 | NA | NA | NA | 10 | 10 | 5.718 | 0 | 0 | 0 | #NAME? | 2/C | #NAME? | 200 | #NAME? | #NAME? | Later |  |  | E | 1 | B | #NAME? | NA | #NAME? | 5.718 | #NAME? | 30 | #NAME? | 6 | 4.932% | 0.18 | #NAME? | #NAME? | SCOR6 | Air | R | NA | 0 |  | NA | NA |  | NA | NA | NA | NA | NA | NA | NA | NA | NA | NA | NA | Later
YC24703 | YCOR | 1 | LI24 | E | B | NA | I | 1e-06 | 1.7489 | 0 | 40 | 1000 | NA | NA | NA | 10 | 10 | 5.718 | 0 | 0 | 0 | #NAME? | 2/C | #NAME? | 200 | #NAME? | #NAME? | Later |  |  | E | 1 | B | #NAME? | NA | #NAME? | 5.718 | #NAME? | 30 | #NAME? | 6 | 4.932% | 0.18 | #NAME? | #NAME? | SCOR6 | Air | R | NA | 0 |  | NA | NA |  | NA | NA | NA | NA | NA | NA | NA | NA | NA | NA | NA | Later
QM21 | QUAD | 1 | BC2 | N | U | NA | I | 1e-06 | 1.351 | 0 | 250 | 500 | NA | NA | NA | 138.48 | 138.48 | 102.5 | 0 | 0 | 0 | #NAME? | 2/C | #NAME? | 400 | #NAME? | #NAME? | Later |  |  | N | 1 | U | #NAME? | NA | #NAME? | 102.5 | #NAME? | 165 | #NAME? | 125 | 21.95% | 20.625 | #NAME? | #NAME? | Intermediate | Air | R | NA | 1 |  | 2 | #NAME? |  | NA | NA | NA | NA | NA | NA | #NAME? | #NAME? | #NAME? | #NAME? | #NAME? | Later
BX21, BX22, BX23, BX24 | BEND | 4 | BC2 | N | U | NA | S | 1e-06 | 0.020551 | 0 | 100 | 100 | NA | NA | NA | 9.97 | 39.88 | 485.13 | 0 | 0 | 0 | 2-500 | 1/C | 0.01325 | 400 | 2.5712 | 1.2474 | Later |  |  | N | 2 | U | 42.4512 | NA | 42.4512 | 485.13 | 20.5943 | 50 | 17.78% | 500 | 3.065% | 25 | 21.39% | 7.2686 | Intermediate | Air | R | NA | 1 |  | 2 | #NAME? |  | NA | NA | NA | NA | NA | NA | #NAME? | #NAME? | #NAME? | 26.9207 | 53.8414 | Later
BX21 | TRIM | 1 | BC2 | N | B | NA | I | 1e-06 | 0.33333 | 0 | 30 | 500 | NA | NA | NA | 10 | 10 | 30 | 0 | 0 | 0 | #8 | 2/C | 0.809 | 400 | 9.708 | 0.29124 | Later |  |  | N | 1 | B | 19.708 | NA | 19.708 | 30 | 0.59124 | 50 | 153.7% | 30 | 0% | 1.5 | 153.7% | 0.10434 | MCOR30 | Air | R | NA | 0 |  | 2 | NA |  | NA | NA | NA | NA | NA | NA | NA | NA | NA | NA | NA | Later
BX23 | TRIM | 1 | BC2 | N | B | NA | I | 1e-06 | 0.33333 | 0 | 30 | 500 | NA | NA | NA | 10 | 10 | 30 | 0 | 0 | 0 | #8 | 2/C | 0.809 | 400 | 9.708 | 0.29124 | Later |  |  | N | 1 | B | 19.708 | NA | 19.708 | 30 | 0.59124 | 50 | 153.7% | 30 | 0% | 1.5 | 153.7% | 0.10434 | MCOR30 | Air | R | NA | 0 |  | 2 | NA |  | NA | NA | NA | NA | NA | NA | NA | NA | NA | NA | NA | Later
BX24 | TRIM | 1 | BC2 | N | B | NA | I | 1e-06 | 0.33333 | 0 | 30 | 500 | NA | NA | NA | 10 | 10 | 30 | 0 | 0 | 0 | #8 | 2/C | 0.809 | 400 | 9.708 | 0.29124 | Later |  |  | N | 1 | B | 19.708 | NA | 19.708 | 30 | 0.59124 | 50 | 153.7% | 30 | 0% | 1.5 | 153.7% | 0.10434 | MCOR30 | Air | R | NA | 0 |  | 2 | NA |  | NA | NA | NA | NA | NA | NA | NA | NA | NA | NA | NA | Later
CQ21 | QUAD | 1 | BC2 | N | U | NA | I | 1e-06 | 0.673 | 0 | 1000 | 2000 | NA | NA | NA | 6.73 | 6.73 | 10 | ? | ? | 0 | #10 | 2/C | 1.29 | 400 | 5.16 | 0.0516 | Later |  |  | N | 1 | U | 11.89 | NA | 11.89 | 10 | 0.1189 | 40 | 236.4% | 12 | 20% | 0.48 | 303.7% | 0.020982 | MCOR12 | Air | R | NA | 0 |  | 2 | NA |  | NA | NA | NA | NA | NA | NA | NA | NA | NA | NA | NA | Later
CQ22 | QUAD | 1 | BC2 | N | U | NA | I | 1e-06 | 0.673 | 0 | 1000 | 2000 | NA | NA | NA | 6.73 | 6.73 | 10 | ? | ? | 0 | #10 | 2/C | 1.29 | 400 | 5.16 | 0.0516 | Later |  |  | N | 1 | U | 11.89 | NA | 11.89 | 10 | 0.1189 | 40 | 236.4% | 12 | 20% | 0.48 | 303.7% | 0.020982 | MCOR12 | Air | R | NA | 0 |  | 2 | NA |  | NA | NA | NA | NA | NA | NA | NA | NA | NA | NA | NA | Later
QM22 | QUAD | 1 | BC2 | N | U | NA | I | 1e-06 | 1.351 | 0 | 250 | 500 | NA | NA | NA | 138.48 | 138.48 | 102.5 | ? | ? | 0 | #NAME? | 2/C | #NAME? | 400 | #NAME? | #NAME? | Later |  |  | N | 1 | U | #NAME? | NA | #NAME? | 102.5 | #NAME? | 165 | #NAME? | 125 | 21.95% | 20.625 | #NAME? | #NAME? | #NAME? | Air | R | NA | 1 |  | 2 | #NAME? |  | NA | NA | NA | NA | NA | NA | #NAME? | #NAME? | #NAME? | #NAME? | #NAME? | Later
XC24900 | XCOR | 1 | LI24 | E | B | NA | I | 1e-06 | 1.7489 | 0 | 40 | 1000 | NA | NA | NA | 10 | 10 | 5.718 | ? | ? | 0 | #10 | 2/C | 1.29 | 200 | 1.4752 | 0.0084354 | Later |  |  | E | 1 | B | 11.4752 | NA | 11.4752 | 5.718 | 0.065615 | 30 | 161.4% | 6 | 4.932% | 0.18 | 174.3% | 0.011579 | SCOR6 | Air | R | NA | 1 |  | 2 | #NAME? |  | NA | NA | NA | NA | NA | NA | NA | NA | NA | NA | NA | Later
YC24900 | YCOR | 1 | LI24 | E | B | 3 | I | 1e-06 | 3.4722 | 0 | 40 | 1000 | NA | NA | NA | 10 | 10 | 2.88 | ? | ? | 0 | #10 | 2/C | 1.29 | 200 | 0.74304 | 0.00214 | Later |  |  | E | 1 | B | 10.743 | NA | 10.743 | 2.88 | 0.03094 | 30 | 179.3% | 6 | 108.3% | 0.18 | 481.8% | 0.00546 | SCOR6 | Air | R | Later | 1 |  | 2 | #NAME? |  | NA | NA | NA | NA | NA | NA | NA | NA | NA | NA | NA | Later
Q25201,Q25301,Q25401,Q25501,Q25601,Q25701,Q25801,Q25901 | QUAD | 8 | LI25 | E | U | NA | S | 1e-06 | 0.083 | 0 | Later | Later | NA | NA | NA | 7.885 | 63.08 | 95 | ? | ? | 0 | 350AL | 1/C | 0.0605 | 510 | 2.9312 | 0.27847 | Later |  |  | E | 1 | U | 66.0112 | NA | 66.0112 | 95 | 6.2711 | 200 | 203% | 300 | 215.8% | 60 | 856.8% | 1.1067 | Intermediate | Air | F | NA | 0 |  | NA | NA |  | NA | NA | NA | NA | NA | NA | #NAME? | #NAME? | #NAME? | 8.1975 | 8.1975 | Later
Q25201 QE Boost | QUAD | 1 | LI25 | E | U | NA | I | 1e-06 | 0.083 | 0 | 500 | 1000 | NA | NA | NA | 7.885 | 7.885 | 95 | ? | ? | 0 | #6 AL | 2/C | 0.808 | 200 | 15.352 | 1.4584 | Later |  |  | E | 1 | U | 23.237 | NA | 23.237 | 1.32 | 0.030673 | 35 | 50.62% | 20 | 1415% | 0.7 | 2182% | 0.0054129 | Intermediate | Air | R | NA | 0 |  | NA | NA |  | NA | NA | NA | NA | NA | NA | #NAME? | #NAME? | #NAME? | 0.040095 | 0.040095 | Later
Q25301 QE Boost | QUAD | 1 | LI25 | E | U | NA | I | 1e-06 | 0.083 | 0 | 500 | 1000 | NA | NA | NA | 7.885 | 7.885 | 95 | ? | ? | 0 | #6 AL | 2/C | 0.808 | 200 | 15.352 | 1.4584 | Later |  |  | E | 1 | U | 23.237 | NA | 23.237 | 6.13 | 0.14244 | 35 | 50.62% | 20 | 226.3% | 0.7 | 391.4% | 0.025137 | Intermediate | Air | R | NA | 0 |  | NA | NA |  | NA | NA | NA | NA | NA | NA | #NAME? | #NAME? | #NAME? | 0.1862 | 0.1862 | Later
Q25401 QE Boost | QUAD | 1 | LI25 | E | U | NA | I | 1e-06 | 0.083 | 0 | 500 | 1000 | NA | NA | NA | 7.885 | 7.885 | 95 | ? | ? | 0 | #6 AL | 2/C | 0.808 | 200 | 15.352 | 1.4584 | Later |  |  | E | 1 | U | 23.237 | NA | 23.237 | 2.39 | 0.055536 | 35 | 50.62% | 20 | 736.8% | 0.7 | 1160% | 0.0098005 | Intermediate | Air | R | NA | 0 |  | NA | NA |  | NA | NA | NA | NA | NA | NA | #NAME? | #NAME? | #NAME? | 0.072597 | 0.072597 | Later
Q25501 QE Boost | QUAD | 1 | LI25 | E | U | NA | I | 1e-06 | 0.083 | 0 | 500 | 1000 | NA | NA | NA | 7.885 | 7.885 | 95 | ? | ? | 0 | #6 AL | 2/C | 0.808 | 200 | 15.352 | 1.4584 | Later |  |  | E | 1 | U | 23.237 | NA | 23.237 | 1.48 | 0.034391 | 35 | 50.62% | 20 | 1251% | 0.7 | 1935% | 0.006069 | Intermediate | Air | R | NA | 0 |  | NA | NA |  | NA | NA | NA | NA | NA | NA | #NAME? | #NAME? | #NAME? | 0.044955 | 0.044955 | Later
Q25601 QE Boost | QUAD | 1 | LI25 | E | U | NA | I | 1e-06 | 0.083 | 0 | 500 | 1000 | NA | NA | NA | 7.885 | 7.885 | 95 | ? | ? | 0 | #6 AL | 2/C | 0.808 | 200 | 15.352 | 1.4584 | Later |  |  | E | 1 | U | 23.237 | NA | 23.237 | 1.59 | 0.036947 | 35 | 50.62% | 20 | 1158% | 0.7 | 1795% | 0.00652 | Intermediate | Air | R | NA | 0 |  | NA | NA |  | NA | NA | NA | NA | NA | NA | #NAME? | #NAME? | #NAME? | 0.048297 | 0.048297 | Later
Q25701 QE Boost | QUAD | 1 | LI25 | E | U | NA | I | 1e-06 | 0.083 | 0 | 500 | 1000 | NA | NA | NA | 7.885 | 7.885 | 95 | ? | ? | 0 | #6 AL | 2/C | 0.808 | 200 | 15.352 | 1.4584 | Later |  |  | E | 1 | U | 23.237 | NA | 23.237 | 3.09 | 0.071802 | 35 | 50.62% | 20 | 547.2% | 0.7 | 874.9% | 0.012671 | Intermediate | Air | R | NA | 0 |  | NA | NA |  | NA | NA | NA | NA | NA | NA | #NAME? | #NAME? | #NAME? | 0.093859 | 0.093859 | Later
Q25801 QE Boost | QUAD | 1 | LI25 | E | U | NA | I | 1e-06 | 0.083 | 0 | 500 | 1000 | NA | NA | NA | 7.885 | 7.885 | 95 | ? | ? | 0 | #6 AL | 2/C | 0.808 | 200 | 15.352 | 1.4584 | Later |  |  | E | 1 | U | 23.237 | NA | 23.237 | 5.78 | 0.13431 | 35 | 50.62% | 20 | 246% | 0.7 | 421.2% | 0.023702 | Intermediate | Air | R | NA | 0 |  | NA | NA |  | NA | NA | NA | NA | NA | NA | #NAME? | #NAME? | #NAME? | 0.17557 | 0.17557 | Later
Q25901 QE Boost | QUAD | 1 | LI25 | E | U | NA | I | 1e-06 | 0.083 | 0 | 500 | 1000 | NA | NA | NA | 7.885 | 7.885 | 95 | ? | ? | 0 | #6 AL | 2/C | 0.808 | 200 | 15.352 | 1.4584 | Later |  |  | E | 1 | U | 23.237 | NA | 23.237 | 5.78 | 0.13431 | 35 | 50.62% | 20 | 246% | 0.7 | 421.2% | 0.023702 | Intermediate | Air | R | NA | 0 |  | NA | NA |  | NA | NA | NA | NA | NA | NA | #NAME? | #NAME? | #NAME? | 0.17557 | 0.17557 | Later
BXKIK | KICKER | 1 | L125 | Pulsed Magnet | [6 empty] | 5000 | 5000 | [18 empty] | N | [14 empty] | Kicker | Air |  | Later | [6 empty] | NA | NA | NA | NA | NA | Later | Later | Later | Later | Later | Later
XC25202 | XCOR | 1 | LI25 | E | B | 3 | I | 1e-06 | 1.7489 | 0 | 40 | 1000 | NA | NA | NA | 10 | 10 | 5.718 | ? | ? | 0 | #10 | 2/C | 1.29 | 400 | 2.9505 | 0.016871 | Later |  |  | E | 1 | B | 12.9505 | NA | 12.9505 | 5.718 | 0.074051 | 30 | 131.7% | 6 | 4.932% | 0.18 | 143.1% | 0.013068 | SCOR6 | Air | R | NA | 0 |  | NA | NA |  | NA | NA | NA | NA | NA | NA | NA | NA | NA | NA | NA | Later
YC25203 | YCOR | 1 | LI25 | E | B | NA | I | 1e-06 | 1.7489 | 0 | 40 | 1000 | NA | NA | NA | 10 | 10 | 5.718 | ? | ? | 0 | #10 | 2/C | 1.29 | 400 | 2.9505 | 0.016871 | Later |  |  | E | 1 | B | 12.9505 | NA | 12.9505 | 5.718 | 0.074051 | 30 | 131.7% | 6 | 4.932% | 0.18 | 143.1% | 0.013068 | SCOR6 | Air | R | NA | 0 |  | NA | NA |  | NA | NA | NA | NA | NA | NA | NA | NA | NA | NA | NA | Later
XC25302 | XCOR | 1 | LI25 | E | B | NA | I | 1e-06 | 1.7489 | 0 | 40 | 1000 | NA | NA | NA | 10 | 10 | 5.718 | ? | ? | 0 | #10 | 2/C | 1.29 | 400 | 2.9505 | 0.016871 | Later |  |  | E | 1 | B | 12.9505 | NA | 12.9505 | 5.718 | 0.074051 | 30 | 131.7% | 6 | 4.932% | 0.18 | 143.1% | 0.013068 | SCOR6 | Air | R | NA | 0 |  | NA | NA |  | NA | NA | NA | NA | NA | NA | NA | NA | NA | NA | NA | Later
YC25303 | YCOR | 1 | LI25 | E | B | NA | I | 1e-06 | 1.7489 | 0 | 40 | 1000 | NA | NA | NA | 10 | 10 | 5.718 | ? | ? | 0 | #10 | 2/C | 1.29 | 400 | 2.9505 | 0.016871 | Later |  |  | E | 1 | B | 12.9505 | NA | 12.9505 | 5.718 | 0.074051 | 30 | 131.7% | 6 | 4.932% | 0.18 | 143.1% | 0.013068 | SCOR6 | Air | R | NA | 0 |  | NA | NA |  | NA | NA | NA | NA | NA | NA | NA | NA | NA | NA | NA | Later
XC25402 | XCOR | 1 | LI25 | E | B | NA | I | 1e-06 | 1.7489 | 0 | 40 | 1000 | NA | NA | NA | 10 | 10 | 5.718 | ? | ? | 0 | #10 | 2/C | 1.29 | 400 | 2.9505 | 0.016871 | Later |  |  | E | 1 | B | 12.9505 | NA | 12.9505 | 5.718 | 0.074051 | 30 | 131.7% | 6 | 4.932% | 0.18 | 143.1% | 0.013068 | SCOR6 | Air | R | NA | 0 |  | NA | NA |  | NA | NA | NA | NA | NA | NA | NA | NA | NA | NA | NA | Later
YC25403 | YCOR | 1 | LI25 | E | B | NA | I | 1e-06 | 1.7489 | 0 | 40 | 1000 | NA | NA | NA | 10 | 10 | 5.718 | ? | ? | 0 | #10 | 2/C | 1.29 | 400 | 2.9505 | 0.016871 | Later |  |  | E | 1 | B | 12.9505 | NA | 12.9505 | 5.718 | 0.074051 | 30 | 131.7% | 6 | 4.932% | 0.18 | 143.1% | 0.013068 | SCOR6 | Air | R | NA | 0 |  | NA | NA |  | NA | NA | NA | NA | NA | NA | NA | NA | NA | NA | NA | Later
XC25502 | XCOR | 1 | LI25 | E | B | NA | I | 1e-06 | 1.7489 | 0 | 40 | 1000 | NA | NA | NA | 10 | 10 | 5.718 | ? | ? | 0 | #10 | 2/C | 1.29 | 400 | 2.9505 | 0.016871 | Later |  |  | E | 1 | B | 12.9505 | NA | 12.9505 | 5.718 | 0.074051 | 30 | 131.7% | 6 | 4.932% | 0.18 | 143.1% | 0.013068 | SCOR6 | Air | R | NA | 0 |  | NA | NA |  | NA | NA | NA | NA | NA | NA | NA | NA | NA | NA | NA | Later
YC25503 | YCOR | 1 | LI25 | E | B | 3 | I | 1e-06 | 1.7489 | 0 | 40 | 1000 | NA | NA | NA | 10 | 10 | 5.718 | ? | ? | 0 | #10 | 2/C | 1.29 | 400 | 2.9505 | 0.016871 | Later |  |  | E | 1 | B | 12.9505 | NA | 12.9505 | 5.718 | 0.074051 | 30 | 131.7% | 6 | 4.932% | 0.18 | 143.1% | 0.013068 | SCOR6 | Air | R | NA | 0 |  | NA | NA |  | NA | NA | NA | NA | NA | NA | NA | NA | NA | NA | NA | Later
XC25602 | XCOR | 1 | LI25 | E | B | 3 | I | 1e-06 | 1.7489 | 0 | 40 | 1000 | NA | NA | NA | 10 | 10 | 5.718 | ? | ? | 0 | #10 | 2/C | 1.29 | 400 | 2.9505 | 0.016871 | Later |  |  | E | 1 | B | 12.9505 | NA | 12.9505 | 5.718 | 0.074051 | 30 | 131.7% | 6 | 4.932% | 0.18 | 143.1% | 0.013068 | SCOR6 | Air | R | NA | 0 |  | NA | NA |  | NA | NA | NA | NA | NA | NA | NA | NA | NA | NA | NA | Later
YC25603 | YCOR | 1 | LI25 | E | B | NA | I | 1e-06 | 1.7489 | 0 | 40 | 1000 | NA | NA | NA | 10 | 10 | 5.718 | ? | ? | 0 | #10 | 2/C | 1.29 | 400 | 2.9505 | 0.016871 | Later |  |  | E | 1 | B | 12.9505 | NA | 12.9505 | 5.718 | 0.074051 | 30 | 131.7% | 6 | 4.932% | 0.18 | 143.1% | 0.013068 | SCOR6 | Air | R | NA | 0 |  | NA | NA |  | NA | NA | NA | NA | NA | NA | NA | NA | NA | NA | NA | Later
XC25702 | XCOR | 1 | LI25 | E | B | NA | I | 1e-06 | 1.7489 | 0 | 40 | 1000 | NA | NA | NA | 10 | 10 | 5.718 | ? | ? | 0 | #10 | 2/C | 1.29 | 400 | 2.9505 | 0.016871 | Later |  |  | E | 1 | B | 12.9505 | NA | 12.9505 | 5.718 | 0.074051 | 30 | 131.7% | 6 | 4.932% | 0.18 | 143.1% | 0.013068 | SCOR6 | Air | R | NA | 0 |  | NA | NA |  | NA | NA | NA | NA | NA | NA | NA | NA | NA | NA | NA | Later
YC25703 | YCOR | 1 | LI25 | E | B | NA | I | 1e-06 | 1.7489 | 0 | 40 | 1000 | NA | NA | NA | 10 | 10 | 5.718 | ? | ? | 0 | #10 | 2/C | 1.29 | 400 | 2.9505 | 0.016871 | Later |  |  | E | 1 | B | 12.9505 | NA | 12.9505 | 5.718 | 0.074051 | 30 | 131.7% | 6 | 4.932% | 0.18 | 143.1% | 0.013068 | SCOR6 | Air | R | NA | 0 |  | NA | NA |  | NA | NA | NA | NA | NA | NA | NA | NA | NA | NA | NA | Later
XC25802 | XCOR | 1 | LI25 | E | B | NA | I | 1e-06 | 1.7489 | 0 | 40 | 1000 | NA | NA | NA | 10 | 10 | 5.718 | ? | ? | 0 | #10 | 2/C | 1.29 | 400 | 2.9505 | 0.016871 | Later |  |  | E | 1 | B | 12.9505 | NA | 12.9505 | 5.718 | 0.074051 | 30 | 131.7% | 6 | 4.932% | 0.18 | 143.1% | 0.013068 | SCOR6 | Air | R | NA | 0 |  | NA | NA |  | NA | NA | NA | NA | NA | NA | NA | NA | NA | NA | NA | Later
YC25803 | YCOR | 1 | LI25 | E | B | NA | I | 1e-06 | 1.7489 | 0 | 40 | 1000 | NA | NA | NA | 10 | 10 | 5.718 | ? | ? | 0 | #10 | 2/C | 1.29 | 400 | 2.9505 | 0.016871 | Later |  |  | E | 1 | B | 12.9505 | NA | 12.9505 | 5.718 | 0.074051 | 30 | 131.7% | 6 | 4.932% | 0.18 | 143.1% | 0.013068 | SCOR6 | Air | R | NA | 0 |  | NA | NA |  | NA | NA | NA | NA | NA | NA | NA | NA | NA | NA | NA | Later
XC25900 | XCOR | 1 | LI25 | E | B | NA | I | 1e-06 | 1.7489 | 0 | 40 | 1000 | NA | NA | NA | 10 | 10 | 5.718 | ? | ? | 0 | #10 | 2/C | 1.29 | 400 | 2.9505 | 0.016871 | Later |  |  | E | 1 | B | 12.9505 | NA | 12.9505 | 5.718 | 0.074051 | 30 | 131.7% | 6 | 4.932% | 0.18 | 143.1% | 0.013068 | SCOR6 | Air | R | NA | 0 |  | NA | NA |  | NA | NA | NA | NA | NA | NA | NA | NA | NA | NA | NA | Later
YC25900 | YCOR | 1 | LI25 | E | B | NA | I | 1e-06 | 1.7489 | 0 | 40 | 1000 | NA | NA | NA | 10 | 10 | 5.718 | ? | ? | 0 | #10 | 2/C | 1.29 | 400 | 2.9505 | 0.016871 | Later |  |  | E | 1 | B | 12.9505 | NA | 12.9505 | 5.718 | 0.074051 | 30 | 131.7% | 6 | 4.932% | 0.18 | 143.1% | 0.013068 | SCOR6 | Air | R | NA | 0 |  | NA | NA |  | NA | NA | NA | NA | NA | NA | NA | NA | NA | NA | NA | Later
Q26201,Q26301,Q26401,Q26501,Q26601,Q26701,Q26801,Q26901 | QUAD | 8 | LI26 | E | U | NA | S | 1e-06 | 0.083 | 0 | Later | Later | NA | NA | NA | 7.885 | 63.08 | 95 | ? | ? | 0 | 350AL | 1/C | 0.0605 | 510 | 2.9312 | 0.27847 | Later |  |  | E | 1 | U | 66.0112 | NA | 66.0112 | 95 | 6.2711 | 200 | 203% | 300 | 215.8% | 60 | 856.8% | 1.1067 | EMHP | Air | F | NA | 0 |  | NA | NA |  | NA | NA | NA | NA | NA | NA | #NAME? | #NAME? | #NAME? | 8.1975 | 8.1975 | Later
Q26201 QE Boost | QUAD | 1 | LI26 | E | U | NA | I | 1e-06 | 0.083 | 0 | 500 | 1000 | NA | NA | NA | 7.885 | 7.885 | 95 | ? | ? | 0 | #6 AL | 2/C | 0.808 | 200 | 15.352 | 1.4584 | Later |  |  | E | 1 | U | 23.237 | NA | 23.237 | 1.32 | 0.030673 | 35 | 50.62% | 20 | 1415% | 0.7 | 2182% | 0.0054129 | Intermediate | Air | R | NA | 0 |  | NA | NA |  | NA | NA | NA | NA | NA | NA | #NAME? | #NAME? | #NAME? | 0.040095 | 0.040095 | Later
Q26301 QE Boost | QUAD | 1 | LI26 | E | U | NA | I | 1e-06 | 0.083 | 0 | 500 | 1000 | NA | NA | NA | 7.885 | 7.885 | 95 | ? | ? | 0 | #6 AL | 2/C | 0.808 | 200 | 15.352 | 1.4584 | Later |  |  | E | 1 | U | 23.237 | NA | 23.237 | 6.13 | 0.14244 | 35 | 50.62% | 20 | 226.3% | 0.7 | 391.4% | 0.025137 | Intermediate | Air | R | NA | 0 |  | NA | NA |  | NA | NA | NA | NA | NA | NA | #NAME? | #NAME? | #NAME? | 0.1862 | 0.1862 | Later
Q26401 QE Boost | QUAD | 1 | LI26 | E | U | NA | I | 1e-06 | 0.083 | 0 | 500 | 1000 | NA | NA | NA | 7.885 | 7.885 | 95 | ? | ? | 0 | #6 AL | 2/C | 0.808 | 200 | 15.352 | 1.4584 | Later |  |  | E | 1 | U | 23.237 | NA | 23.237 | 2.39 | 0.055536 | 35 | 50.62% | 20 | 736.8% | 0.7 | 1160% | 0.0098005 | Intermediate | Air | R | NA | 0 |  | NA | NA |  | NA | NA | NA | NA | NA | NA | #NAME? | #NAME? | #NAME? | 0.072597 | 0.072597 | Later
Q26501 QE Boost | QUAD | 1 | LI26 | E | U | NA | I | 1e-06 | 0.083 | 0 | 500 | 1000 | NA | NA | NA | 7.885 | 7.885 | 95 | ? | ? | 0 | #6 AL | 2/C | 0.808 | 200 | 15.352 | 1.4584 | Later |  |  | E | 1 | U | 23.237 | NA | 23.237 | 1.48 | 0.034391 | 35 | 50.62% | 20 | 1251% | 0.7 | 1935% | 0.006069 | Intermediate | Air | R | NA | 0 |  | NA | NA |  | NA | NA | NA | NA | NA | NA | #NAME? | #NAME? | #NAME? | 0.044955 | 0.044955 | Later
Q26601 QE Boost | QUAD | 1 | LI26 | E | U | NA | I | 1e-06 | 0.083 | 0 | 500 | 1000 | NA | NA | NA | 7.885 | 7.885 | 95 | ? | ? | 0 | #6 AL | 2/C | 0.808 | 200 | 15.352 | 1.4584 | Later |  |  | E | 1 | U | 23.237 | NA | 23.237 | 1.59 | 0.036947 | 35 | 50.62% | 20 | 1158% | 0.7 | 1795% | 0.00652 | Intermediate | Air | R | NA | 0 |  | NA | NA |  | NA | NA | NA | NA | NA | NA | #NAME? | #NAME? | #NAME? | 0.048297 | 0.048297 | Later
Q26701 QE Boost | QUAD | 1 | LI26 | E | U | NA | I | 1e-06 | 0.083 | 0 | 500 | 1000 | NA | NA | NA | 7.885 | 7.885 | 95 | ? | ? | 0 | #6 AL | 2/C | 0.808 | 200 | 15.352 | 1.4584 | Later |  |  | E | 1 | U | 23.237 | NA | 23.237 | 3.09 | 0.071802 | 35 | 50.62% | 20 | 547.2% | 0.7 | 874.9% | 0.012671 | Intermediate | Air | R | NA | 0 |  | NA | NA |  | NA | NA | NA | NA | NA | NA | #NAME? | #NAME? | #NAME? | 0.093859 | 0.093859 | Later
Q26801 QE Boost | QUAD | 1 | LI26 | E | U | NA | I | 1e-06 | 0.083 | 0 | 500 | 1000 | NA | NA | NA | 7.885 | 7.885 | 95 | ? | ? | 0 | #6 AL | 2/C | 0.808 | 200 | 15.352 | 1.4584 | Later |  |  | E | 1 | U | 23.237 | NA | 23.237 | 5.78 | 0.13431 | 35 | 50.62% | 20 | 246% | 0.7 | 421.2% | 0.023702 | Intermediate | Air | R | NA | 0 |  | NA | NA |  | NA | NA | NA | NA | NA | NA | #NAME? | #NAME? | #NAME? | 0.17557 | 0.17557 | Later
Q26901 QE Boost | QUAD | 1 | LI26 | E | U | NA | I | 1e-06 | 0.083 | 0 | 500 | 1000 | NA | NA | NA | 7.885 | 7.885 | 95 | ? | ? | 0 | #6 AL | 2/C | 0.808 | 200 | 15.352 | 1.4584 | Later |  |  | E | 1 | U | 23.237 | NA | 23.237 | 5.78 | 0.13431 | 35 | 50.62% | 20 | 246% | 0.7 | 421.2% | 0.023702 | Intermediate | Air | R | NA | 0 |  | NA | NA |  | NA | NA | NA | NA | NA | NA | #NAME? | #NAME? | #NAME? | 0.17557 | 0.17557 | Later
XC26202 | XCOR | 1 | LI26 | E | B | NA | I | 1e-06 | 1.7489 | 0 | 40 | 1000 | NA | NA | NA | 10 | 10 | 5.718 | ? | ? | 0 | #NAME? | 2/C | 0.808 | 200 | 0.92403 | 0.0052836 | Later |  |  | E | 1 | B | 10.924 | NA | 10.924 | 5.718 | 0.062464 | 30 | 174.6% | 6 | 4.932% | 0.18 | 188.2% | 0.011023 | SCOR6 | Air | R | NA | 0 |  | NA | NA |  | NA | NA | NA | NA | NA | NA | NA | NA | NA | NA | NA | Later
YC26203 | YCOR | 1 | LI26 | E | B | NA | I | 1e-06 | 1.7489 | 0 | 40 | 1000 | NA | NA | NA | 10 | 10 | 5.718 | ? | ? | 0 | #NAME? | 2/C | #NAME? | 200 | #NAME? | #NAME? | Later |  |  | E | 1 | B | #NAME? | NA | #NAME? | 5.718 | #NAME? | 30 | #NAME? | 6 | 4.932% | 0.18 | #NAME? | #NAME? | SCOR6 | Air | R | NA | 0 |  | NA | NA |  | NA | NA | NA | NA | NA | NA | NA | NA | NA | NA | NA | Later
XC26302 | XCOR | 1 | LI26 | E | B | NA | I | 1e-06 | 1.7489 | 0 | 40 | 1000 | NA | NA | NA | 10 | 10 | 5.718 | ? | ? | 0 | #NAME? | 2/C | #NAME? | 200 | #NAME? | #NAME? | Later |  |  | E | 1 | B | #NAME? | NA | #NAME? | 5.718 | #NAME? | 30 | #NAME? | 6 | 4.932% | 0.18 | #NAME? | #NAME? | SCOR6 | Air | R | NA | 0 |  | NA | NA |  | NA | NA | NA | NA | NA | NA | NA | NA | NA | NA | NA | Later
YC26303 | YCOR | 1 | LI26 | E | B | NA | I | 1e-06 | 1.7489 | 0 | 40 | 1000 | NA | NA | NA | 10 | 10 | 5.718 | ? | ? | 0 | #NAME? | 2/C | #NAME? | 200 | #NAME? | #NAME? | Later |  |  | E | 1 | B | #NAME? | NA | #NAME? | 5.718 | #NAME? | 30 | #NAME? | 6 | 4.932% | 0.18 | #NAME? | #NAME? | SCOR6 | Air | R | NA | 0 |  | NA | NA |  | NA | NA | NA | NA | NA | NA | NA | NA | NA | NA | NA | Later
XC26402 | XCOR | 1 | LI26 | E | B | NA | I | 1e-06 | 1.7489 | 0 | 40 | 1000 | NA | NA | NA | 10 | 10 | 5.718 | ? | ? | 0 | #NAME? | 2/C | #NAME? | 200 | #NAME? | #NAME? | Later |  |  | E | 1 | B | #NAME? | NA | #NAME? | 5.718 | #NAME? | 30 | #NAME? | 6 | 4.932% | 0.18 | #NAME? | #NAME? | SCOR6 | Air | R | NA | 0 |  | NA | NA |  | NA | NA | NA | NA | NA | NA | NA | NA | NA | NA | NA | Later
YC26403 | YCOR | 1 | LI26 | E | B | NA | I | 1e-06 | 1.7489 | 0 | 40 | 1000 | NA | NA | NA | 10 | 10 | 5.718 | ? | ? | 0 | #NAME? | 2/C | #NAME? | 200 | #NAME? | #NAME? | Later |  |  | E | 1 | B | #NAME? | NA | #NAME? | 5.718 | #NAME? | 30 | #NAME? | 6 | 4.932% | 0.18 | #NAME? | #NAME? | SCOR6 | Air | R | NA | 0 |  | NA | NA |  | NA | NA | NA | NA | NA | NA | NA | NA | NA | NA | NA | Later
XC26502 | XCOR | 1 | LI26 | E | B | NA | I | 1e-06 | 1.7489 | 0 | 40 | 1000 | NA | NA | NA | 10 | 10 | 5.718 | ? | ? | 0 | #NAME? | 2/C | #NAME? | 200 | #NAME? | #NAME? | Later |  |  | E | 1 | B | #NAME? | NA | #NAME? | 5.718 | #NAME? | 30 | #NAME? | 6 | 4.932% | 0.18 | #NAME? | #NAME? | SCOR6 | Air | R | NA | 0 |  | NA | NA |  | NA | NA | NA | NA | NA | NA | NA | NA | NA | NA | NA | Later
YC26503 | YCOR | 1 | LI26 | E | B | NA | I | 1e-06 | 1.7489 | 0 | 40 | 1000 | NA | NA | NA | 10 | 10 | 5.718 | ? | ? | 0 | #NAME? | 2/C | #NAME? | 200 | #NAME? | #NAME? | Later |  |  | E | 1 | B | #NAME? | NA | #NAME? | 5.718 | #NAME? | 30 | #NAME? | 6 | 4.932% | 0.18 | #NAME? | #NAME? | SCOR6 | Air | R | NA | 0 |  | NA | NA |  | NA | NA | NA | NA | NA | NA | NA | NA | NA | NA | NA | Later
XC26602 | XCOR | 1 | LI26 | E | B | NA | I | 1e-06 | 1.7489 | 0 | 40 | 1000 | NA | NA | NA | 10 | 10 | 5.718 | ? | ? | 0 | #NAME? | 2/C | #NAME? | 200 | #NAME? | #NAME? | Later |  |  | E | 1 | B | #NAME? | NA | #NAME? | 5.718 | #NAME? | 30 | #NAME? | 6 | 4.932% | 0.18 | #NAME? | #NAME? | SCOR6 | Air | R | NA | 0 |  | NA | NA |  | NA | NA | NA | NA | NA | NA | NA | NA | NA | NA | NA | Later
YC26603 | YCOR | 1 | LI26 | E | B | NA | I | 1e-06 | 1.7489 | 0 | 40 | 1000 | NA | NA | NA | 10 | 10 | 5.718 | ? | ? | 0 | #NAME? | 2/C | #NAME? | 200 | #NAME? | #NAME? | Later |  |  | E | 1 | B | #NAME? | NA | #NAME? | 5.718 | #NAME? | 30 | #NAME? | 6 | 4.932% | 0.18 | #NAME? | #NAME? | SCOR6 | Air | R | NA | 0 |  | NA | NA |  | NA | NA | NA | NA | NA | NA | NA | NA | NA | NA | NA | Later
XC26702 | XCOR | 1 | LI26 | E | B | NA | I | 1e-06 | 1.7489 | 0 | 40 | 1000 | NA | NA | NA | 10 | 10 | 5.718 | ? | ? | 0 | #NAME? | 2/C | #NAME? | 200 | #NAME? | #NAME? | Later |  |  | E | 1 | B | #NAME? | NA | #NAME? | 5.718 | #NAME? | 30 | #NAME? | 6 | 4.932% | 0.18 | #NAME? | #NAME? | SCOR6 | Air | R | NA | 0 |  | NA | NA |  | NA | NA | NA | NA | NA | NA | NA | NA | NA | NA | NA | Later
YC26703 | YCOR | 1 | LI26 | E | B | NA | I | 1e-06 | 1.7489 | 0 | 40 | 1000 | NA | NA | NA | 10 | 10 | 5.718 | ? | ? | 0 | #NAME? | 2/C | #NAME? | 200 | #NAME? | #NAME? | Later |  |  | E | 1 | B | #NAME? | NA | #NAME? | 5.718 | #NAME? | 30 | #NAME? | 6 | 4.932% | 0.18 | #NAME? | #NAME? | SCOR6 | Air | R | NA | 0 |  | NA | NA |  | NA | NA | NA | NA | NA | NA | NA | NA | NA | NA | NA | Later
XC26802 | XCOR | 1 | LI26 | E | B | NA | I | 1e-06 | 1.7489 | 0 | 40 | 1000 | NA | NA | NA | 10 | 10 | 5.718 | ? | ? | 0 | #NAME? | 2/C | #NAME? | 200 | #NAME? | #NAME? | Later |  |  | E | 1 | B | #NAME? | NA | #NAME? | 5.718 | #NAME? | 30 | #NAME? | 6 | 4.932% | 0.18 | #NAME? | #NAME? | SCOR6 | Air | R | NA | 0 |  | NA | NA |  | NA | NA | NA | NA | NA | NA | NA | NA | NA | NA | NA | Later
YC26803 | YCOR | 1 | LI26 | E | B | NA | I | 1e-06 | 1.7489 | 0 | 40 | 1000 | NA | NA | NA | 10 | 10 | 5.718 | ? | ? | 0 | #NAME? | 2/C | #NAME? | 200 | #NAME? | #NAME? | Later |  |  | E | 1 | B | #NAME? | NA | #NAME? | 5.718 | #NAME? | 30 | #NAME? | 6 | 4.932% | 0.18 | #NAME? | #NAME? | SCOR6 | Air | R | NA | 0 |  | NA | NA |  | NA | NA | NA | NA | NA | NA | NA | NA | NA | NA | NA | Later
XC26900 | XCOR | 1 | LI26 | E | B | NA | I | 1e-06 | 1.6667 | 0 | 20 | 1000 | NA | NA | NA | 10 | 10 | 6 | ? | ? | 0 | #NAME? | 2/C | #NAME? | 200 | #NAME? | #NAME? | Later |  |  | E | 1 | B | #NAME? | NA | #NAME? | 6 | #NAME? | 30 | #NAME? | 6 | 0% | 0.18 | #NAME? | #NAME? | SCOR6 | Air | R | NA | 0 |  | NA | NA |  | NA | NA | NA | NA | NA | NA | NA | NA | NA | NA | NA | Later
YC26900 | YCOR | 1 | LI26 | E | B | NA | I | 1e-06 | 1.6667 | 0 | 20 | 1000 | NA | NA | NA | 10 | 10 | 6 | ? | ? | 0 | #NAME? | 2/C | #NAME? | 200 | #NAME? | #NAME? | Later |  |  | E | 1 | B | #NAME? | NA | #NAME? | 6 | #NAME? | 30 | #NAME? | 6 | 0% | 0.18 | #NAME? | #NAME? | SCOR6 | Air | R | NA | 0 |  | NA | NA |  | NA | NA | NA | NA | NA | NA | NA | NA | NA | NA | NA | Later
Q27201,Q27301,Q27401,Q27501,Q27601,Q27701,Q27801,Q27901 | QUAD | 8 | LI27 | E | U | NA | S | 1e-06 | 0.083 | 0 | Later | Later | NA | NA | NA | 7.885 | 63.08 | 95 | ? | ? | 0 | 350AL | 1/C | 0.0605 | 510 | 2.9312 | 0.27847 | Later |  |  | E | 1 | U | 66.0112 | NA | 66.0112 | 95 | 6.2711 | 200 | 203% | 300 | 215.8% | 60 | 856.8% | 1.1067 | Intermediate | Air | F | NA | 0 |  | NA | NA |  | NA | NA | NA | NA | NA | NA | #NAME? | #NAME? | #NAME? | 8.1975 | 8.1975 | Later
Q27201 QE Boost | QUAD | 1 | LI27 | E | U | NA | I | 1e-06 | 0.083 | 0 | 500 | 1000 | NA | NA | NA | 7.885 | 7.885 | 95 | ? | ? | 0 | #6 AL | 2/C | 0.808 | 200 | 15.352 | 1.4584 | Later |  |  | E | 1 | U | 23.237 | NA | 23.237 | 1.32 | 0.030673 | 35 | 50.62% | 20 | 1415% | 0.7 | 2182% | 0.0054129 | Intermediate | Air | R | NA | 0 |  | NA | NA |  | NA | NA | NA | NA | NA | NA | #NAME? | #NAME? | #NAME? | 0.040095 | 0.040095 | Later
Q27301 QE Boost | QUAD | 1 | LI27 | E | U | NA | I | 1e-06 | 0.083 | 0 | 500 | 1000 | NA | NA | NA | 7.885 | 7.885 | 95 | ? | ? | 0 | #6 AL | 2/C | 0.808 | 200 | 15.352 | 1.4584 | Later |  |  | E | 1 | U | 23.237 | NA | 23.237 | 6.13 | 0.14244 | 35 | 50.62% | 20 | 226.3% | 0.7 | 391.4% | 0.025137 | Intermediate | Air | R | NA | 0 |  | NA | NA |  | NA | NA | NA | NA | NA | NA | #NAME? | #NAME? | #NAME? | 0.1862 | 0.1862 | Later
Q27401 QE Boost | QUAD | 1 | LI27 | E | U | NA | I | 1e-06 | 0.083 | 0 | 500 | 1000 | NA | NA | NA | 7.885 | 7.885 | 95 | ? | ? | 0 | #6 AL | 2/C | 0.808 | 200 | 15.352 | 1.4584 | Later |  |  | E | 1 | U | 23.237 | NA | 23.237 | 2.39 | 0.055536 | 35 | 50.62% | 20 | 736.8% | 0.7 | 1160% | 0.0098005 | Intermediate | Air | R | NA | 0 |  | NA | NA |  | NA | NA | NA | NA | NA | NA | #NAME? | #NAME? | #NAME? | 0.072597 | 0.072597 | Later
Q27501 QE Boost | QUAD | 1 | LI27 | E | U | NA | I | 1e-06 | 0.083 | 0 | 500 | 1000 | NA | NA | NA | 7.885 | 7.885 | 95 | ? | ? | 0 | #6 AL | 2/C | 0.808 | 200 | 15.352 | 1.4584 | Later |  |  | E | 1 | U | 23.237 | NA | 23.237 | 1.48 | 0.034391 | 35 | 50.62% | 20 | 1251% | 0.7 | 1935% | 0.006069 | Intermediate | Air | R | NA | 0 |  | NA | NA |  | NA | NA | NA | NA | NA | NA | #NAME? | #NAME? | #NAME? | 0.044955 | 0.044955 | Later
Q27601 QE Boost | QUAD | 1 | LI27 | E | U | NA | I | 1e-06 | 0.083 | 0 | 500 | 1000 | NA | NA | NA | 7.885 | 7.885 | 95 | ? | ? | 0 | #6 AL | 2/C | 0.808 | 200 | 15.352 | 1.4584 | Later |  |  | E | 1 | U | 23.237 | NA | 23.237 | 1.59 | 0.036947 | 35 | 50.62% | 20 | 1158% | 0.7 | 1795% | 0.00652 | Intermediate | Air | R | NA | 0 |  | NA | NA |  | NA | NA | NA | NA | NA | NA | #NAME? | #NAME? | #NAME? | 0.048297 | 0.048297 | Later
Q27701 QE Boost | QUAD | 1 | LI27 | E | U | NA | I | 1e-06 | 0.083 | 0 | 500 | 1000 | NA | NA | NA | 7.885 | 7.885 | 95 | ? | ? | 0 | #6 AL | 2/C | 0.808 | 200 | 15.352 | 1.4584 | Later |  |  | E | 1 | U | 23.237 | NA | 23.237 | 3.09 | 0.071802 | 35 | 50.62% | 20 | 547.2% | 0.7 | 874.9% | 0.012671 | Intermediate | Air | R | NA | 0 |  | NA | NA |  | NA | NA | NA | NA | NA | NA | #NAME? | #NAME? | #NAME? | 0.093859 | 0.093859 | Later
Q27801 QE Boost | QUAD | 1 | LI27 | E | U | NA | I | 1e-06 | 0.083 | 0 | 500 | 1000 | NA | NA | NA | 7.885 | 7.885 | 95 | ? | ? | 0 | #6 AL | 2/C | 0.808 | 200 | 15.352 | 1.4584 | Later |  |  | E | 1 | U | 23.237 | NA | 23.237 | 5.78 | 0.13431 | 35 | 50.62% | 20 | 246% | 0.7 | 421.2% | 0.023702 | Intermediate | Air | R | NA | 0 |  | NA | NA |  | NA | NA | NA | NA | NA | NA | #NAME? | #NAME? | #NAME? | 0.17557 | 0.17557 | Later
Q27901 QE Boost | QUAD | 1 | LI27 | E | U | NA | I | 1e-06 | 0.083 | 0 | 500 | 1000 | NA | NA | NA | 7.885 | 7.885 | 95 | ? | ? | 0 | #6 AL | 2/C | 0.808 | 200 | 15.352 | 1.4584 | Later |  |  | E | 1 | U | 23.237 | NA | 23.237 | 5.78 | 0.13431 | 35 | 50.62% | 20 | 246% | 0.7 | 421.2% | 0.023702 | Intermediate | Air | R | NA | 0 |  | NA | NA |  | NA | NA | NA | NA | NA | NA | #NAME? | #NAME? | #NAME? | 0.17557 | 0.17557 | Later
XC27202 | XCOR | 1 | LI27 | E | B | NA | I | 1e-06 | 1.6667 | 0 | 20 | 1000 | NA | NA | NA | 10 | 10 | 6 | ? | ? | 0 | #NAME? | 2/C | #NAME? | 200 | #NAME? | #NAME? | Later |  |  | E | 1 | B | #NAME? | NA | #NAME? | 6 | #NAME? | 30 | #NAME? | 6 | 0% | 0.18 | #NAME? | #NAME? | SCOR6 | Air | R | NA | 0 |  | NA | NA |  | NA | NA | NA | NA | NA | NA | NA | NA | NA | NA | NA | Later
YC27203 | YCOR | 1 | LI27 | E | B | NA | I | 1e-06 | 1.6667 | 0 | 20 | 1000 | NA | NA | NA | 10 | 10 | 6 | ? | ? | 0 | #NAME? | 2/C | #NAME? | 200 | #NAME? | #NAME? | Later |  |  | E | 1 | B | #NAME? | NA | #NAME? | 6 | #NAME? | 30 | #NAME? | 6 | 0% | 0.18 | #NAME? | #NAME? | SCOR6 | Air | R | NA | 0 |  | NA | NA |  | NA | NA | NA | NA | NA | NA | NA | NA | NA | NA | NA | Later
XC27302 | XCOR | 1 | LI27 | E | B | NA | I | 1e-06 | 1.7489 | 0 | 40 | 1000 | NA | NA | NA | 10 | 10 | 5.718 | ? | ? | 0 | #NAME? | 2/C | #NAME? | 200 | #NAME? | #NAME? | Later |  |  | E | 1 | B | #NAME? | NA | #NAME? | 5.718 | #NAME? | 30 | #NAME? | 6 | 4.932% | 0.18 | #NAME? | #NAME? | SCOR6 | Air | R | NA | 0 |  | NA | NA |  | NA | NA | NA | NA | NA | NA | NA | NA | NA | NA | NA | Later
YC27303 | YCOR | 1 | LI27 | E | B | NA | I | 1e-06 | 1.7489 | 0 | 40 | 1000 | NA | NA | NA | 10 | 10 | 5.718 | ? | ? | 0 | #NAME? | 2/C | #NAME? | 200 | #NAME? | #NAME? | Later |  |  | E | 1 | B | #NAME? | NA | #NAME? | 5.718 | #NAME? | 30 | #NAME? | 6 | 4.932% | 0.18 | #NAME? | #NAME? | SCOR6 | Air | R | NA | 0 |  | NA | NA |  | NA | NA | NA | NA | NA | NA | NA | NA | NA | NA | NA | Later
XC27402 | XCOR | 1 | LI27 | E | B | NA | I | 1e-06 | 1.7489 | 0 | 40 | 1000 | NA | NA | NA | 10 | 10 | 5.718 | ? | ? | 0 | #NAME? | 2/C | #NAME? | 200 | #NAME? | #NAME? | Later |  |  | E | 1 | B | #NAME? | NA | #NAME? | 5.718 | #NAME? | 30 | #NAME? | 6 | 4.932% | 0.18 | #NAME? | #NAME? | SCOR6 | Air | R | NA | 0 |  | NA | NA |  | NA | NA | NA | NA | NA | NA | NA | NA | NA | NA | NA | Later
YC27403 | YCOR | 1 | LI27 | E | B | NA | I | 1e-06 | 1.7489 | 0 | 40 | 1000 | NA | NA | NA | 10 | 10 | 5.718 | ? | ? | 0 | #NAME? | 2/C | #NAME? | 200 | #NAME? | #NAME? | Later |  |  | E | 1 | B | #NAME? | NA | #NAME? | 5.718 | #NAME? | 30 | #NAME? | 6 | 4.932% | 0.18 | #NAME? | #NAME? | SCOR6 | Air | R | NA | 0 |  | NA | NA |  | NA | NA | NA | NA | NA | NA | NA | NA | NA | NA | NA | Later
XC27502 | XCOR | 1 | LI27 | E | B | NA | I | 1e-06 | 1.6667 | 0 | 20 | 1000 | NA | NA | NA | 10 | 10 | 6 | ? | ? | 0 | #NAME? | 2/C | #NAME? | 200 | #NAME? | #NAME? | Later |  |  | E | 1 | B | #NAME? | NA | #NAME? | 6 | #NAME? | 30 | #NAME? | 6 | 0% | 0.18 | #NAME? | #NAME? | SCOR6 | Air | R | NA | 0 |  | NA | NA |  | NA | NA | NA | NA | NA | NA | NA | NA | NA | NA | NA | Later
YC27503 | YCOR | 1 | LI27 | E | B | NA | I | 1e-06 | 1.6667 | 0 | 20 | 1000 | NA | NA | NA | 10 | 10 | 6 | ? | ? | 0 | #NAME? | 2/C | #NAME? | 200 | #NAME? | #NAME? | Later |  |  | E | 1 | B | #NAME? | NA | #NAME? | 6 | #NAME? | 30 | #NAME? | 6 | 0% | 0.18 | #NAME? | #NAME? | SCOR6 | Air | R | NA | 0 |  | NA | NA |  | NA | NA | NA | NA | NA | NA | NA | NA | NA | NA | NA | Later
XC27602 | XCOR | 1 | LI27 | E | B | NA | I | 1e-06 | 1.6667 | 0 | 20 | 1000 | NA | NA | NA | 10 | 10 | 6 | ? | ? | 0 | #NAME? | 2/C | #NAME? | 200 | #NAME? | #NAME? | Later |  |  | E | 1 | B | #NAME? | NA | #NAME? | 6 | #NAME? | 30 | #NAME? | 6 | 0% | 0.18 | #NAME? | #NAME? | SCOR6 | Air | R | NA | 0 |  | NA | NA |  | NA | NA | NA | NA | NA | NA | NA | NA | NA | NA | NA | Later
YC27603 | YCOR | 1 | LI27 | E | B | NA | I | 1e-06 | 1.6667 | 0 | 20 | 1000 | NA | NA | NA | 10 | 10 | 6 | ? | ? | 0 | #NAME? | 2/C | #NAME? | 200 | #NAME? | #NAME? | Later |  |  | E | 1 | B | #NAME? | NA | #NAME? | 6 | #NAME? | 30 | #NAME? | 6 | 0% | 0.18 | #NAME? | #NAME? | SCOR6 | Air | R | NA | 0 |  | NA | NA |  | NA | NA | NA | NA | NA | NA | NA | NA | NA | NA | NA | Later
XC27702 | XCOR | 1 | LI27 | E | B | NA | I | 1e-06 | 1.7489 | 0 | 40 | 1000 | NA | NA | NA | 10 | 10 | 5.718 | ? | ? | 0 | #NAME? | 2/C | #NAME? | 200 | #NAME? | #NAME? | Later |  |  | E | 1 | B | #NAME? | NA | #NAME? | 5.718 | #NAME? | 30 | #NAME? | 6 | 4.932% | 0.18 | #NAME? | #NAME? | SCOR6 | Air | R | NA | 0 |  | NA | NA |  | NA | NA | NA | NA | NA | NA | NA | NA | NA | NA | NA | Later
YC27703 | YCOR | 1 | LI27 | E | B | NA | I | 1e-06 | 1.7489 | 0 | 40 | 1000 | NA | NA | NA | 10 | 10 | 5.718 | ? | ? | 0 | #NAME? | 2/C | #NAME? | 200 | #NAME? | #NAME? | Later |  |  | E | 1 | B | #NAME? | NA | #NAME? | 5.718 | #NAME? | 30 | #NAME? | 6 | 4.932% | 0.18 | #NAME? | #NAME? | SCOR6 | Air | R | NA | 0 |  | NA | NA |  | NA | NA | NA | NA | NA | NA | NA | NA | NA | NA | NA | Later
XC27802 | XCOR | 1 | LI27 | E | B | NA | I | 1e-06 | 1.7489 | 0 | 40 | 1000 | NA | NA | NA | 10 | 10 | 5.718 | ? | ? | 0 | #NAME? | 2/C | #NAME? | 200 | #NAME? | #NAME? | Later |  |  | E | 1 | B | #NAME? | NA | #NAME? | 5.718 | #NAME? | 30 | #NAME? | 6 | 4.932% | 0.18 | #NAME? | #NAME? | SCOR6 | Air | R | NA | 0 |  | NA | NA |  | NA | NA | NA | NA | NA | NA | NA | NA | NA | NA | NA | Later
YC27803 | YCOR | 1 | LI27 | E | B | NA | I | 1e-06 | 1.7489 | 0 | 40 | 1000 | NA | NA | NA | 10 | 10 | 5.718 | ? | ? | 0 | #NAME? | 2/C | #NAME? | 200 | #NAME? | #NAME? | Later |  |  | E | 1 | B | #NAME? | NA | #NAME? | 5.718 | #NAME? | 30 | #NAME? | 6 | 4.932% | 0.18 | #NAME? | #NAME? | SCOR6 | Air | R | NA | 0 |  | NA | NA |  | NA | NA | NA | NA | NA | NA | NA | NA | NA | NA | NA | Later
XC27900 | XCOR | 1 | LI27 | E | B | NA | I | 1e-06 | 1.7489 | 0 | 40 | 1000 | NA | NA | NA | 10 | 10 | 5.718 | ? | ? | 0 | #NAME? | 2/C | #NAME? | 200 | #NAME? | #NAME? | Later |  |  | E | 1 | B | #NAME? | NA | #NAME? | 5.718 | #NAME? | 30 | #NAME? | 6 | 4.932% | 0.18 | #NAME? | #NAME? | SCOR6 | Air | R | NA | 0 |  | NA | NA |  | NA | NA | NA | NA | NA | NA | NA | NA | NA | NA | NA | Later
YC27900 | YCOR | 1 | LI27 | E | B | NA | I | 1e-06 | 1.7489 | 0 | 40 | 1000 | NA | NA | NA | 10 | 10 | 5.718 | ? | ? | 0 | #NAME? | 2/C | #NAME? | 200 | #NAME? | #NAME? | Later |  |  | E | 1 | B | #NAME? | NA | #NAME? | 5.718 | #NAME? | 30 | #NAME? | 6 | 4.932% | 0.18 | #NAME? | #NAME? | SCOR6 | Air | R | NA | 0 |  | NA | NA |  | NA | NA | NA | NA | NA | NA | NA | NA | NA | NA | NA | Later
Q28201,Q28301,Q28401,Q28501,Q28601,Q28701,Q28801,Q28901 | QUAD | 8 | LI28 | E | U | NA | S | 1e-06 | 0.083 | 0 | Later | Later | NA | NA | NA | 7.885 | 63.08 | 95 | ? | ? | 0 | 350AL | 1/C | 0.0605 | 510 | 2.9312 | 0.27847 | Later |  |  | E | 1 | U | 66.0112 | NA | 66.0112 | 95 | 6.2711 | 200 | 203% | 300 | 215.8% | 60 | 856.8% | 1.1067 | EMHP | Air | F | NA | 0 |  | NA | NA |  | NA | NA | NA | NA | NA | NA | #NAME? | #NAME? | #NAME? | 8.1975 | 8.1975 | Later
Q28201 QE Boost | QUAD | 1 | LI28 | E | U | NA | I | 1e-06 | 0.083 | 0 | 500 | 1000 | NA | NA | NA | 7.885 | 7.885 | 95 | ? | ? | 0 | #6 AL | 2/C | 0.808 | 200 | 15.352 | 1.4584 | Later |  |  | E | 1 | U | 23.237 | NA | 23.237 | 1.32 | 0.030673 | 35 | 50.62% | 20 | 1415% | 0.7 | 2182% | 0.0054129 | Power Ten | Air | R | NA | 0 |  | NA | NA |  | NA | NA | NA | NA | NA | NA | #NAME? | #NAME? | #NAME? | 0.040095 | 0.040095 | Later
Q28301 QE Boost | QUAD | 1 | LI28 | E | U | NA | I | 1e-06 | 0.083 | 0 | 500 | 1000 | NA | NA | NA | 7.885 | 7.885 | 95 | ? | ? | 0 | #6 AL | 2/C | 0.808 | 200 | 15.352 | 1.4584 | Later |  |  | E | 1 | U | 23.237 | NA | 23.237 | 6.13 | 0.14244 | 35 | 50.62% | 20 | 226.3% | 0.7 | 391.4% | 0.025137 | Power Ten | Air | R | NA | 0 |  | NA | NA |  | NA | NA | NA | NA | NA | NA | #NAME? | #NAME? | #NAME? | 0.1862 | 0.1862 | Later
Q28401 QE Boost | QUAD | 1 | LI28 | E | U | NA | I | 1e-06 | 0.083 | 0 | 500 | 1000 | NA | NA | NA | 7.885 | 7.885 | 95 | ? | ? | 0 | #6 AL | 2/C | 0.808 | 200 | 15.352 | 1.4584 | Later |  |  | E | 1 | U | 23.237 | NA | 23.237 | 2.39 | 0.055536 | 35 | 50.62% | 20 | 736.8% | 0.7 | 1160% | 0.0098005 | Power Ten | Air | R | NA | 0 |  | NA | NA |  | NA | NA | NA | NA | NA | NA | #NAME? | #NAME? | #NAME? | 0.072597 | 0.072597 | Later
Q28501 QE Boost | QUAD | 1 | LI28 | E | U | NA | I | 1e-06 | 0.083 | 0 | 500 | 1000 | NA | NA | NA | 7.885 | 7.885 | 95 | ? | ? | 0 | #6 AL | 2/C | 0.808 | 200 | 15.352 | 1.4584 | Later |  |  | E | 1 | U | 23.237 | NA | 23.237 | 1.48 | 0.034391 | 35 | 50.62% | 20 | 1251% | 0.7 | 1935% | 0.006069 | Power Ten | Air | R | NA | 0 |  | NA | NA |  | NA | NA | NA | NA | NA | NA | #NAME? | #NAME? | #NAME? | 0.044955 | 0.044955 | Later
Q28601 QE Boost | QUAD | 1 | LI28 | E | U | NA | I | 1e-06 | 0.083 | 0 | 500 | 1000 | NA | NA | NA | 7.885 | 7.885 | 95 | ? | ? | 0 | #6 AL | 2/C | 0.808 | 200 | 15.352 | 1.4584 | Later |  |  | E | 1 | U | 23.237 | NA | 23.237 | 1.59 | 0.036947 | 35 | 50.62% | 20 | 1158% | 0.7 | 1795% | 0.00652 | Power Ten | Air | R | NA | 0 |  | NA | NA |  | NA | NA | NA | NA | NA | NA | #NAME? | #NAME? | #NAME? | 0.048297 | 0.048297 | Later
Q28701 QE Boost | QUAD | 1 | LI28 | E | U | NA | I | 1e-06 | 0.083 | 0 | 500 | 1000 | NA | NA | NA | 7.885 | 7.885 | 95 | ? | ? | 0 | #6 AL | 2/C | 0.808 | 200 | 15.352 | 1.4584 | Later |  |  | E | 1 | U | 23.237 | NA | 23.237 | 3.09 | 0.071802 | 35 | 50.62% | 20 | 547.2% | 0.7 | 874.9% | 0.012671 | Power Ten | Air | R | NA | 0 |  | NA | NA |  | NA | NA | NA | NA | NA | NA | #NAME? | #NAME? | #NAME? | 0.093859 | 0.093859 | Later
Q28801 QE Boost | QUAD | 1 | LI28 | E | U | NA | I | 1e-06 | 0.083 | 0 | 500 | 1000 | NA | NA | NA | 7.885 | 7.885 | 95 | ? | ? | 0 | #6 AL | 2/C | 0.808 | 200 | 15.352 | 1.4584 | Later |  |  | E | 1 | U | 23.237 | NA | 23.237 | 5.78 | 0.13431 | 35 | 50.62% | 20 | 246% | 0.7 | 421.2% | 0.023702 | Power Ten | Air | R | NA | 0 |  | NA | NA |  | NA | NA | NA | NA | NA | NA | #NAME? | #NAME? | #NAME? | 0.17557 | 0.17557 | Later
Q28901 QE Boost | QUAD | 1 | LI28 | E | U | NA | I | 1e-06 | 0.083 | 0 | 500 | 1000 | NA | NA | NA | 7.885 | 7.885 | 95 | ? | ? | 0 | #6 AL | 2/C | 0.808 | 200 | 15.352 | 1.4584 | Later |  |  | E | 1 | U | 23.237 | NA | 23.237 | 5.78 | 0.13431 | 35 | 50.62% | 20 | 246% | 0.7 | 421.2% | 0.023702 | Power Ten | Air | R | NA | 0 |  | NA | NA |  | NA | NA | NA | NA | NA | NA | #NAME? | #NAME? | #NAME? | 0.17557 | 0.17557 | Later
XC28202 | XCOR | 1 | LI28 | E | B | NA | I | 1e-06 | 1.7489 | 0 | 40 | 1000 | NA | NA | NA | 10 | 10 | 5.718 | ? | ? | 0 | #NAME? | 2/C | #NAME? | 200 | #NAME? | #NAME? | Later |  |  | E | 1 | B | #NAME? | NA | #NAME? | 5.718 | #NAME? | 30 | #NAME? | 6 | 4.932% | 0.18 | #NAME? | #NAME? | SCOR6 | Air | R | NA | 0 |  | NA | NA |  | NA | NA | NA | NA | NA | NA | NA | NA | NA | NA | NA | Later
YC28203 | YCOR | 1 | LI28 | E | B | NA | I | 1e-06 | 1.7489 | 0 | 40 | 1000 | NA | NA | NA | 10 | 10 | 5.718 | ? | ? | 0 | #NAME? | 2/C | #NAME? | 200 | #NAME? | #NAME? | Later |  |  | E | 1 | B | #NAME? | NA | #NAME? | 5.718 | #NAME? | 30 | #NAME? | 6 | 4.932% | 0.18 | #NAME? | #NAME? | SCOR6 | Air | R | NA | 0 |  | NA | NA |  | NA | NA | NA | NA | NA | NA | NA | NA | NA | NA | NA | Later
XC28302 | XCOR | 1 | LI28 | E | B | NA | I | 1e-06 | 1.7489 | 0 | 40 | 1000 | NA | NA | NA | 10 | 10 | 5.718 | ? | ? | 0 | #NAME? | 2/C | #NAME? | 200 | #NAME? | #NAME? | Later |  |  | E | 1 | B | #NAME? | NA | #NAME? | 5.718 | #NAME? | 30 | #NAME? | 6 | 4.932% | 0.18 | #NAME? | #NAME? | SCOR6 | Air | R | NA | 0 |  | NA | NA |  | NA | NA | NA | NA | NA | NA | NA | NA | NA | NA | NA | Later
YC28303 | YCOR | 1 | LI28 | E | B | NA | I | 1e-06 | 1.7489 | 0 | 40 | 1000 | NA | NA | NA | 10 | 10 | 5.718 | ? | ? | 0 | #NAME? | 2/C | #NAME? | 200 | #NAME? | #NAME? | Later |  |  | E | 1 | B | #NAME? | NA | #NAME? | 5.718 | #NAME? | 30 | #NAME? | 6 | 4.932% | 0.18 | #NAME? | #NAME? | SCOR6 | Air | R | NA | 0 |  | NA | NA |  | NA | NA | NA | NA | NA | NA | NA | NA | NA | NA | NA | Later
XC28402 | XCOR | 1 | LI28 | E | B | NA | I | 1e-06 | 1.7489 | 0 | 40 | 1000 | NA | NA | NA | 10 | 10 | 5.718 | ? | ? | 0 | #NAME? | 2/C | #NAME? | 200 | #NAME? | #NAME? | Later |  |  | E | 1 | B | #NAME? | NA | #NAME? | 5.718 | #NAME? | 30 | #NAME? | 6 | 4.932% | 0.18 | #NAME? | #NAME? | SCOR6 | Air | R | NA | 0 |  | NA | NA |  | NA | NA | NA | NA | NA | NA | NA | NA | NA | NA | NA | Later
YC28403 | YCOR | 1 | LI28 | E | B | NA | I | 1e-06 | 1.7489 | 0 | 40 | 1000 | NA | NA | NA | 10 | 10 | 5.718 | ? | ? | 0 | #NAME? | 2/C | #NAME? | 200 | #NAME? | #NAME? | Later |  |  | E | 1 | B | #NAME? | NA | #NAME? | 5.718 | #NAME? | 30 | #NAME? | 6 | 4.932% | 0.18 | #NAME? | #NAME? | SCOR6 | Air | R | NA | 0 |  | NA | NA |  | NA | NA | NA | NA | NA | NA | NA | NA | NA | NA | NA | Later
XC29095 | XCOR | 1 | LI28 | E | B | NA | I | 1e-06 | 1.7489 | 0 | 40 | 1000 | NA | NA | NA | 10 | 10 | 5.718 | ? | ? | 0 | #NAME? | 2/C | #NAME? | 200 | #NAME? | #NAME? | Later |  |  | E | 1 | B | #NAME? | NA | #NAME? | 5.718 | #NAME? | 30 | #NAME? | 6 | 4.932% | 0.18 | #NAME? | #NAME? | SCOR6 | Air | R | NA | 0 |  | NA | NA |  | NA | NA | NA | NA | NA | NA | NA | NA | NA | NA | NA | Later
YC29095 | YCOR | 1 | LI28 | E | B | NA | I | 1e-06 | 1.7489 | 0 | 40 | 1000 | NA | NA | NA | 10 | 10 | 5.718 | ? | ? | 0 | #NAME? | 2/C | #NAME? | 200 | #NAME? | #NAME? | Later |  |  | E | 1 | B | #NAME? | NA | #NAME? | 5.718 | #NAME? | 30 | #NAME? | 6 | 4.932% | 0.18 | #NAME? | #NAME? | SCOR6 | Air | R | NA | 0 |  | NA | NA |  | NA | NA | NA | NA | NA | NA | NA | NA | NA | NA | NA | Later
XC28502 | XCOR | 1 | LI28 | E | B | NA | I | 1e-06 | 1.7489 | 0 | 40 | 1000 | NA | NA | NA | 10 | 10 | 5.718 | ? | ? | 0 | #NAME? | 2/C | #NAME? | 200 | #NAME? | #NAME? | Later |  |  | E | 1 | B | #NAME? | NA | #NAME? | 5.718 | #NAME? | 30 | #NAME? | 6 | 4.932% | 0.18 | #NAME? | #NAME? | SCOR6 | Air | R | NA | 0 |  | NA | NA |  | NA | NA | NA | NA | NA | NA | NA | NA | NA | NA | NA | Later
YC28503 | YCOR | 1 | LI28 | E | B | NA | I | 1e-06 | 1.7489 | 0 | 40 | 1000 | NA | NA | NA | 10 | 10 | 5.718 | ? | ? | 0 | #NAME? | 2/C | #NAME? | 200 | #NAME? | #NAME? | Later |  |  | E | 1 | B | #NAME? | NA | #NAME? | 5.718 | #NAME? | 30 | #NAME? | 6 | 4.932% | 0.18 | #NAME? | #NAME? | SCOR6 | Air | R | NA | 0 |  | NA | NA |  | NA | NA | NA | NA | NA | NA | NA | NA | NA | NA | NA | Later
XC28602 | XCOR | 1 | LI28 | E | B | NA | I | 1e-06 | 1.7489 | 0 | 40 | 1000 | NA | NA | NA | 10 | 10 | 5.718 | ? | ? | 0 | #NAME? | 2/C | #NAME? | 200 | #NAME? | #NAME? | Later |  |  | E | 1 | B | #NAME? | NA | #NAME? | 5.718 | #NAME? | 30 | #NAME? | 6 | 4.932% | 0.18 | #NAME? | #NAME? | SCOR6 | Air | R | NA | 0 |  | NA | NA |  | NA | NA | NA | NA | NA | NA | NA | NA | NA | NA | NA | Later
YC28603 | YCOR | 1 | LI28 | E | B | NA | I | 1e-06 | 1.7489 | 0 | 40 | 1000 | NA | NA | NA | 10 | 10 | 5.718 | ? | ? | 0 | #NAME? | 2/C | #NAME? | 200 | #NAME? | #NAME? | Later |  |  | E | 1 | B | #NAME? | NA | #NAME? | 5.718 | #NAME? | 30 | #NAME? | 6 | 4.932% | 0.18 | #NAME? | #NAME? | SCOR6 | Air | R | NA | 0 |  | NA | NA |  | NA | NA | NA | NA | NA | NA | NA | NA | NA | NA | NA | Later
XC28702 | XCOR | 1 | LI28 | E | B | NA | I | 1e-06 | 1.7489 | 0 | 40 | 1000 | NA | NA | NA | 10 | 10 | 5.718 | ? | ? | 0 | #NAME? | 2/C | #NAME? | 200 | #NAME? | #NAME? | Later |  |  | E | 1 | B | #NAME? | NA | #NAME? | 5.718 | #NAME? | 30 | #NAME? | 6 | 4.932% | 0.18 | #NAME? | #NAME? | SCOR6 | Air | R | NA | 0 |  | NA | NA |  | NA | NA | NA | NA | NA | NA | NA | NA | NA | NA | NA | Later
YC28703 | YCOR | 1 | LI28 | E | B | NA | I | 1e-06 | 1.7489 | 0 | 40 | 1000 | NA | NA | NA | 10 | 10 | 5.718 | ? | ? | 0 | #NAME? | 2/C | #NAME? | 200 | #NAME? | #NAME? | Later |  |  | E | 1 | B | #NAME? | NA | #NAME? | 5.718 | #NAME? | 30 | #NAME? | 6 | 4.932% | 0.18 | #NAME? | #NAME? | SCOR6 | Air | R | NA | 0 |  | NA | NA |  | NA | NA | NA | NA | NA | NA | NA | NA | NA | NA | NA | Later
XC28802 | XCOR | 1 | LI28 | E | B | NA | I | 1e-06 | 1.7489 | 0 | 40 | 1000 | NA | NA | NA | 10 | 10 | 5.718 | ? | ? | 0 | #NAME? | 2/C | #NAME? | 200 | #NAME? | #NAME? | Later |  |  | E | 1 | B | #NAME? | NA | #NAME? | 5.718 | #NAME? | 30 | #NAME? | 6 | 4.932% | 0.18 | #NAME? | #NAME? | SCOR6 | Air | R | NA | 0 |  | NA | NA |  | NA | NA | NA | NA | NA | NA | NA | NA | NA | NA | NA | Later
YC28803 | YCOR | 1 | LI28 | E | B | NA | I | 1e-06 | 1.7489 | 0 | 40 | 1000 | NA | NA | NA | 10 | 10 | 5.718 | ? | ? | 0 | #NAME? | 2/C | #NAME? | 200 | #NAME? | #NAME? | Later |  |  | E | 1 | B | #NAME? | NA | #NAME? | 5.718 | #NAME? | 30 | #NAME? | 6 | 4.932% | 0.18 | #NAME? | #NAME? | SCOR6 | Air | R | NA | 0 |  | NA | NA |  | NA | NA | NA | NA | NA | NA | NA | NA | NA | NA | NA | Later
XC28900 | XCOR | 1 | LI28 | E | B | NA | I | 1e-06 | 1.7489 | 0 | 40 | 1000 | NA | NA | NA | 10 | 10 | 5.718 | ? | ? | 0 | #NAME? | 2/C | #NAME? | 200 | #NAME? | #NAME? | Later |  |  | E | 1 | B | #NAME? | NA | #NAME? | 5.718 | #NAME? | 30 | #NAME? | 6 | 4.932% | 0.18 | #NAME? | #NAME? | SCOR6 | Air | R | NA | 0 |  | NA | NA |  | NA | NA | NA | NA | NA | NA | NA | NA | NA | NA | NA | Later
YC28900 | YCOR | 1 | LI28 | E | B | NA | I | 1e-06 | 1.7489 | 0 | 40 | 1000 | NA | NA | NA | 10 | 10 | 5.718 | ? | ? | 0 | #NAME? | 2/C | #NAME? | 200 | #NAME? | #NAME? | Later |  |  | E | 1 | B | #NAME? | NA | #NAME? | 5.718 | #NAME? | 30 | #NAME? | 6 | 4.932% | 0.18 | #NAME? | #NAME? | SCOR6 | Air | R | NA | 0 |  | NA | NA |  | NA | NA | NA | NA | NA | NA | NA | NA | NA | NA | NA | Later
Q29201,Q29301,Q29401,Q29501,Q29601,Q29701,Q29801,Q29901 | QUAD | 8 | LI29 | E | U | NA | S | 1e-06 | 0.083 | 0 | Later | Later | NA | NA | NA | 7.885 | 63.08 | 95 | ? | ? | 0 | 350AL | 1/C | 0.0605 | 510 | 2.9312 | 0.27847 | Later |  |  | E | 1 | U | 66.0112 | NA | 66.0112 | 95 | 6.2711 | 200 | 203% | 300 | 215.8% | 60 | 856.8% | 1.1067 | EMHP | Air | F | NA | 0 |  | NA | NA |  | NA | NA | NA | NA | NA | NA | #NAME? | #NAME? | #NAME? | 8.1975 | 8.1975 | Later
Q29201 QE Boost | QUAD | 1 | LI29 | E | U | NA | I | 1e-06 | 0.083 | 0 | 500 | 1000 | NA | NA | NA | 7.885 | 7.885 | 95 | ? | ? | 0 | #6 AL | 2/C | 0.808 | 200 | 15.352 | 1.4584 | Later |  |  | E | 1 | U | 23.237 | NA | 23.237 | 1.32 | 0.030673 | 35 | 50.62% | 20 | 1415% | 0.7 | 2182% | 0.0054129 | Power Ten | Air | R | NA | 0 |  | NA | NA |  | NA | NA | NA | NA | NA | NA | #NAME? | #NAME? | #NAME? | 0.040095 | 0.040095 | Later
Q29301 QE Boost | QUAD | 1 | LI29 | E | U | NA | I | 1e-06 | 0.083 | 0 | 500 | 1000 | NA | NA | NA | 7.885 | 7.885 | 95 | ? | ? | 0 | #6 AL | 2/C | 0.808 | 200 | 15.352 | 1.4584 | Later |  |  | E | 1 | U | 23.237 | NA | 23.237 | 6.13 | 0.14244 | 35 | 50.62% | 20 | 226.3% | 0.7 | 391.4% | 0.025137 | Power Ten | Air | R | NA | 0 |  | NA | NA |  | NA | NA | NA | NA | NA | NA | #NAME? | #NAME? | #NAME? | 0.1862 | 0.1862 | Later
Q29401 QE Boost | QUAD | 1 | LI29 | E | U | NA | I | 1e-06 | 0.083 | 0 | 500 | 1000 | NA | NA | NA | 7.885 | 7.885 | 95 | ? | ? | 0 | #6 AL | 2/C | 0.808 | 200 | 15.352 | 1.4584 | Later |  |  | E | 1 | U | 23.237 | NA | 23.237 | 2.39 | 0.055536 | 35 | 50.62% | 20 | 736.8% | 0.7 | 1160% | 0.0098005 | Power Ten | Air | R | NA | 0 |  | NA | NA |  | NA | NA | NA | NA | NA | NA | #NAME? | #NAME? | #NAME? | 0.072597 | 0.072597 | Later
Q29501 QE Boost | QUAD | 1 | LI29 | E | U | NA | I | 1e-06 | 0.083 | 0 | 500 | 1000 | NA | NA | NA | 7.885 | 7.885 | 95 | ? | ? | 0 | #6 AL | 2/C | 0.808 | 200 | 15.352 | 1.4584 | Later |  |  | E | 1 | U | 23.237 | NA | 23.237 | 1.48 | 0.034391 | 35 | 50.62% | 20 | 1251% | 0.7 | 1935% | 0.006069 | Power Ten | Air | R | NA | 0 |  | NA | NA |  | NA | NA | NA | NA | NA | NA | #NAME? | #NAME? | #NAME? | 0.044955 | 0.044955 | Later
Q29601 QE Boost | QUAD | 1 | LI29 | E | U | NA | I | 1e-06 | 0.083 | 0 | 500 | 1000 | NA | NA | NA | 7.885 | 7.885 | 95 | ? | ? | 0 | #6 AL | 2/C | 0.808 | 200 | 15.352 | 1.4584 | Later |  |  | E | 1 | U | 23.237 | NA | 23.237 | 1.59 | 0.036947 | 35 | 50.62% | 20 | 1158% | 0.7 | 1795% | 0.00652 | Power Ten | Air | R | NA | 0 |  | NA | NA |  | NA | NA | NA | NA | NA | NA | #NAME? | #NAME? | #NAME? | 0.048297 | 0.048297 | Later
Q29701 QE Boost | QUAD | 1 | LI29 | E | U | NA | I | 1e-06 | 0.083 | 0 | 500 | 1000 | NA | NA | NA | 7.885 | 7.885 | 95 | ? | ? | 0 | #6 AL | 2/C | 0.808 | 200 | 15.352 | 1.4584 | Later |  |  | E | 1 | U | 23.237 | NA | 23.237 | 3.09 | 0.071802 | 35 | 50.62% | 20 | 547.2% | 0.7 | 874.9% | 0.012671 | Power Ten | Air | R | NA | 0 |  | NA | NA |  | NA | NA | NA | NA | NA | NA | #NAME? | #NAME? | #NAME? | 0.093859 | 0.093859 | Later
Q29801 QE Boost | QUAD | 1 | LI29 | E | U | NA | I | 1e-06 | 0.083 | 0 | 500 | 1000 | NA | NA | NA | 7.885 | 7.885 | 95 | ? | ? | 0 | #6 AL | 2/C | 0.808 | 200 | 15.352 | 1.4584 | Later |  |  | E | 1 | U | 23.237 | NA | 23.237 | 5.78 | 0.13431 | 35 | 50.62% | 20 | 246% | 0.7 | 421.2% | 0.023702 | Power Ten | Air | R | NA | 0 |  | NA | NA |  | NA | NA | NA | NA | NA | NA | #NAME? | #NAME? | #NAME? | 0.17557 | 0.17557 | Later
Q29901 QE Boost | QUAD | 1 | LI29 | E | U | NA | I | 1e-06 | 0.083 | 0 | 500 | 1000 | NA | NA | NA | 7.885 | 7.885 | 95 | ? | ? | 0 | #6 AL | 2/C | 0.808 | 200 | 15.352 | 1.4584 | Later |  |  | E | 1 | U | 23.237 | NA | 23.237 | 5.78 | 0.13431 | 35 | 50.62% | 20 | 246% | 0.7 | 421.2% | 0.023702 | Power Ten | Air | R | NA | 0 |  | NA | NA |  | NA | NA | NA | NA | NA | NA | #NAME? | #NAME? | #NAME? | 0.17557 | 0.17557 | Later
XC29202 | XCOR | 1 | LI29 | E | B | NA | I | 1e-06 | 1.7489 | 0 | 40 | 1000 | NA | NA | NA | 10 | 10 | 5.718 | ? | ? | 0 | #NAME? | 2/C | #NAME? | 200 | #NAME? | #NAME? | Later |  |  | E | 1 | B | #NAME? | NA | #NAME? | 5.718 | #NAME? | 30 | #NAME? | 6 | 4.932% | 0.18 | #NAME? | #NAME? | SCOR6 | Air | R | NA | 0 |  | NA | NA |  | NA | NA | NA | NA | NA | NA | NA | NA | NA | NA | NA | Later
YC29203 | YCOR | 1 | LI29 | E | B | NA | I | 1e-06 | 1.7489 | 0 | 40 | 1000 | NA | NA | NA | 10 | 10 | 5.718 | ? | ? | 0 | #NAME? | 2/C | #NAME? | 200 | #NAME? | #NAME? | Later |  |  | E | 1 | B | #NAME? | NA | #NAME? | 5.718 | #NAME? | 30 | #NAME? | 6 | 4.932% | 0.18 | #NAME? | #NAME? | SCOR6 | Air | R | NA | 0 |  | NA | NA |  | NA | NA | NA | NA | NA | NA | NA | NA | NA | NA | NA | Later
XC29302 | XCOR | 1 | LI29 | E | B | NA | I | 1e-06 | 1.7489 | 0 | 40 | 1000 | NA | NA | NA | 10 | 10 | 5.718 | ? | ? | 0 | #NAME? | 2/C | #NAME? | 200 | #NAME? | #NAME? | Later |  |  | E | 1 | B | #NAME? | NA | #NAME? | 5.718 | #NAME? | 30 | #NAME? | 6 | 4.932% | 0.18 | #NAME? | #NAME? | SCOR6 | Air | R | NA | 0 |  | NA | NA |  | NA | NA | NA | NA | NA | NA | NA | NA | NA | NA | NA | Later
YC29303 | YCOR | 1 | LI29 | E | B | NA | I | 1e-06 | 1.7489 | 0 | 40 | 1000 | NA | NA | NA | 10 | 10 | 5.718 | ? | ? | 0 | #NAME? | 2/C | #NAME? | 200 | #NAME? | #NAME? | Later |  |  | E | 1 | B | #NAME? | NA | #NAME? | 5.718 | #NAME? | 30 | #NAME? | 6 | 4.932% | 0.18 | #NAME? | #NAME? | SCOR6 | Air | R | NA | 0 |  | NA | NA |  | NA | NA | NA | NA | NA | NA | NA | NA | NA | NA | NA | Later
XC29402 | XCOR | 1 | LI29 | E | B | NA | I | 1e-06 | 1.7489 | 0 | 40 | 1000 | NA | NA | NA | 10 | 10 | 5.718 | ? | ? | 0 | #NAME? | 2/C | #NAME? | 200 | #NAME? | #NAME? | Later |  |  | E | 1 | B | #NAME? | NA | #NAME? | 5.718 | #NAME? | 30 | #NAME? | 6 | 4.932% | 0.18 | #NAME? | #NAME? | SCOR6 | Air | R | NA | 0 |  | NA | NA |  | NA | NA | NA | NA | NA | NA | NA | NA | NA | NA | NA | Later
YC29403 | YCOR | 1 | LI29 | E | B | NA | I | 1e-06 | 1.7489 | 0 | 40 | 1000 | NA | NA | NA | 10 | 10 | 5.718 | ? | ? | 0 | #NAME? | 2/C | #NAME? | 200 | #NAME? | #NAME? | Later |  |  | E | 1 | B | #NAME? | NA | #NAME? | 5.718 | #NAME? | 30 | #NAME? | 6 | 4.932% | 0.18 | #NAME? | #NAME? | SCOR6 | Air | R | NA | 0 |  | NA | NA |  | NA | NA | NA | NA | NA | NA | NA | NA | NA | NA | NA | Later
XC29502 | XCOR | 1 | LI29 | E | B | NA | I | 1e-06 | 1.7489 | 0 | 40 | 1000 | NA | NA | NA | 10 | 10 | 5.718 | ? | ? | 0 | #NAME? | 2/C | #NAME? | 200 | #NAME? | #NAME? | Later |  |  | E | 1 | B | #NAME? | NA | #NAME? | 5.718 | #NAME? | 30 | #NAME? | 6 | 4.932% | 0.18 | #NAME? | #NAME? | SCOR6 | Air | R | NA | 0 |  | NA | NA |  | NA | NA | NA | NA | NA | NA | NA | NA | NA | NA | NA | Later
YC29503 | YCOR | 1 | LI29 | E | B | NA | I | 1e-06 | 1.7489 | 0 | 40 | 1000 | NA | NA | NA | 10 | 10 | 5.718 | ? | ? | 0 | #NAME? | 2/C | #NAME? | 200 | #NAME? | #NAME? | Later |  |  | E | 1 | B | #NAME? | NA | #NAME? | 5.718 | #NAME? | 30 | #NAME? | 6 | 4.932% | 0.18 | #NAME? | #NAME? | SCOR6 | Air | R | NA | 0 |  | NA | NA |  | NA | NA | NA | NA | NA | NA | NA | NA | NA | NA | NA | Later
XC29602 | XCOR | 1 | LI29 | E | B | NA | I | 1e-06 | 1.6667 | 0 | 20 | 1000 | NA | NA | NA | 10 | 10 | 6 | ? | ? | 0 | #NAME? | 2/C | #NAME? | 200 | #NAME? | #NAME? | Later |  |  | E | 1 | B | #NAME? | NA | #NAME? | 6 | #NAME? | 30 | #NAME? | 6 | 0% | 0.18 | #NAME? | #NAME? | SCOR6 | Air | R | NA | 0 |  | NA | NA |  | NA | NA | NA | NA | NA | NA | NA | NA | NA | NA | NA | Later
YC29603 | YCOR | 1 | LI29 | E | B | NA | I | 1e-06 | 1.6667 | 0 | 20 | 1000 | NA | NA | NA | 10 | 10 | 6 | ? | ? | 0 | #NAME? | 2/C | #NAME? | 200 | #NAME? | #NAME? | Later |  |  | E | 1 | B | #NAME? | NA | #NAME? | 6 | #NAME? | 30 | #NAME? | 6 | 0% | 0.18 | #NAME? | #NAME? | SCOR6 | Air | R | NA | 0 |  | NA | NA |  | NA | NA | NA | NA | NA | NA | NA | NA | NA | NA | NA | Later
XC29702 | XCOR | 1 | LI29 | E | B | NA | I | 1e-06 | 1.6667 | 0 | 20 | 1000 | NA | NA | NA | 10 | 10 | 6 | ? | ? | 0 | #NAME? | 2/C | #NAME? | 200 | #NAME? | #NAME? | Later |  |  | E | 1 | B | #NAME? | NA | #NAME? | 6 | #NAME? | 30 | #NAME? | 6 | 0% | 0.18 | #NAME? | #NAME? | SCOR6 | Air | R | NA | 0 |  | NA | NA |  | NA | NA | NA | NA | NA | NA | NA | NA | NA | NA | NA | Later
YC29703 | YCOR | 1 | LI29 | E | B | NA | I | 1e-06 | 1.6667 | 0 | 20 | 1000 | NA | NA | NA | 10 | 10 | 6 | ? | ? | 0 | #NAME? | 2/C | #NAME? | 200 | #NAME? | #NAME? | Later |  |  | E | 1 | B | #NAME? | NA | #NAME? | 6 | #NAME? | 30 | #NAME? | 6 | 0% | 0.18 | #NAME? | #NAME? | SCOR6 | Air | R | NA | 0 |  | NA | NA |  | NA | NA | NA | NA | NA | NA | NA | NA | NA | NA | NA | Later
XC29802 | XCOR | 1 | LI29 | E | B | NA | I | 1e-06 | 1.7489 | 0 | 40 | 1000 | NA | NA | NA | 10 | 10 | 5.718 | ? | ? | 0 | #NAME? | 2/C | #NAME? | 200 | #NAME? | #NAME? | Later |  |  | E | 1 | B | #NAME? | NA | #NAME? | 5.718 | #NAME? | 30 | #NAME? | 6 | 4.932% | 0.18 | #NAME? | #NAME? | SCOR6 | Air | R | NA | 0 |  | NA | NA |  | NA | NA | NA | NA | NA | NA | NA | NA | NA | NA | NA | Later
YC29803 | YCOR | 1 | LI29 | E | B | NA | I | 1e-06 | 1.7489 | 0 | 40 | 1000 | NA | NA | NA | 10 | 10 | 5.718 | ? | ? | 0 | #NAME? | 2/C | #NAME? | 200 | #NAME? | #NAME? | Later |  |  | E | 1 | B | #NAME? | NA | #NAME? | 5.718 | #NAME? | 30 | #NAME? | 6 | 4.932% | 0.18 | #NAME? | #NAME? | SCOR6 | Air | R | NA | 0 |  | NA | NA |  | NA | NA | NA | NA | NA | NA | NA | NA | NA | NA | NA | Later
XC29900 | XCOR | 1 | LI29 | E | B | NA | I | 1e-06 | 1.7489 | 0 | 40 | 1000 | NA | NA | NA | 10 | 10 | 5.718 | ? | ? | 0 | #NAME? | 2/C | #NAME? | 200 | #NAME? | #NAME? | Later |  |  | E | 1 | B | #NAME? | NA | #NAME? | 5.718 | #NAME? | 30 | #NAME? | 6 | 4.932% | 0.18 | #NAME? | #NAME? | SCOR6 | Air | R | NA | 0 |  | NA | NA |  | NA | NA | NA | NA | NA | NA | NA | NA | NA | NA | NA | Later
YC29900 | YCOR | 1 | LI29 | E | B | NA | I | 1e-06 | 1.7489 | 0 | 40 | 1000 | NA | NA | NA | 10 | 10 | 5.718 | ? | ? | 0 | #NAME? | 2/C | #NAME? | 200 | #NAME? | #NAME? | Later |  |  | E | 1 | B | #NAME? | NA | #NAME? | 5.718 | #NAME? | 30 | #NAME? | 6 | 4.932% | 0.18 | #NAME? | #NAME? | SCOR6 | Air | R | NA | 0 |  | NA | NA |  | NA | NA | NA | NA | NA | NA | NA | NA | NA | NA | NA | Later
Q30201 | QUAD | 1 | LI30 | E | U | NA | S | 1e-06 | 0.040404 | 0 | Later | Later | NA | NA | NA | 8 | 8 | 198 | ? | ? | 0 | 350AL | 1/C | 0.0605 | 200 | 2.3958 | 0.47437 | Later |  |  | E | 1 | U | 10.3958 | NA | 10.3958 | 198 | 2.0584 | 50 | 381% | 200 | 1.01% | 10 | 385.8% | 0.36324 | EMHP | Air | R | NA | 0 |  | NA | NA |  | NA | NA | NA | NA | NA | NA | #NAME? | #NAME? | #NAME? | 2.6907 | 2.6907 | Later
Q30201 | QUAD | 1 | LI30 | E | U | NA | I | 1e-06 | #VALUE! | 0 | 500 | 1000 | NA | NA | NA | Later | Later | Later | Later | Later | Later | #6AL | 2/C | 0.808 | 200 | #VALUE! | #VALUE! | Later |  |  | E | 1 | U | Later | NA | Later | Later | Later | 35 | Later | 30 | Later | 1.05 | Later | Later | PowerTen | Air | R | NA | 0 |  | NA | NA |  | NA | NA | NA | NA | NA | NA | Later | Later | Later | Later | Later | Later
Q30301 | QUAD | 1 | LI30 | E | U | NA | I | 1e-06 | 0.040404 | 0 | Later | Later | NA | NA | NA | 8 | 8 | 198 | ? | ? | 0 | 350AL | 1/C | 0.0605 | 200 | 2.3958 | 0.47437 | Later |  |  | E | 1 | U | 10.3958 | NA | 10.3958 | 198 | 2.0584 | 50 | 381% | 200 | 1.01% | 10 | 385.8% | 0.36324 | EMHP | Air | R | NA | 0 |  | NA | NA |  | NA | NA | NA | NA | NA | NA | #NAME? | #NAME? | #NAME? | 2.6907 | 2.6907 | Later
Q30301 | QUAD | 1 | LI30 | E | U | NA | I | 1e-06 | #VALUE! | 0 | 500 | 1000 | NA | NA | NA | Later | Later | Later | Later | Later | Later | #6AL | 2/C | 0.808 | 200 | #VALUE! | #VALUE! | Later |  |  | E | 1 | U | Later | NA | Later | Later | Later | 35 | Later | 30 | Later | 1.05 | Later | Later | PowerTen | Air | R | NA | 0 |  | NA | NA |  | NA | NA | NA | NA | NA | NA | Later | Later | Later | Later | Later | Later
Q30401 | QUAD | 1 | LI30 | E | U | NA | I | 1e-06 | 0.040404 | 0 | Later | Later | NA | NA | NA | 8 | 8 | 198 | ? | ? | 0 | 350AL | 1/C | 0.0605 | 200 | 2.3958 | 0.47437 | Later |  |  | E | 1 | U | 10.3958 | NA | 10.3958 | 198 | 2.0584 | 50 | 381% | 200 | 1.01% | 10 | 385.8% | 0.36324 | EMHP | Air | R | NA | 0 |  | NA | NA |  | NA | NA | NA | NA | NA | NA | #NAME? | #NAME? | #NAME? | 2.6907 | 2.6907 | Later
Q30401 | QUAD | 1 | LI30 | E | U | NA | I | 1e-06 | #VALUE! | 0 | 500 | 1000 | NA | NA | NA | Later | Later | Later | Later | Later | Later | #6AL | 2/C | 0.808 | 200 | #VALUE! | #VALUE! | Later |  |  | E | 1 | U | Later | NA | Later | Later | Later | 35 | Later | 30 | Later | 1.05 | Later | Later | PowerTen | Air | R | NA | 0 |  | NA | NA |  | NA | NA | NA | NA | NA | NA | Later | Later | Later | Later | Later | Later
Q30501 | QUAD | 1 | LI30 | E | U | NA | I | 1e-06 | 0.040404 | 0 | Later | Later | NA | NA | NA | 8 | 8 | 198 | ? | ? | 0 | 350AL | 1/C | 0.0605 | 200 | 2.3958 | 0.47437 | Later |  |  | E | 1 | U | 10.3958 | NA | 10.3958 | 198 | 2.0584 | 50 | 381% | 200 | 1.01% | 10 | 385.8% | 0.36324 | EMHP | Air | R | NA | 0 |  | NA | NA |  | NA | NA | NA | NA | NA | NA | #NAME? | #NAME? | #NAME? | 2.6907 | 2.6907 | Later
Q30501 | QUAD | 1 | LI30 | E | U | NA | I | 1e-06 | #VALUE! | 0 | 500 | 1000 | NA | NA | NA | Later | Later | Later | Later | Later | Later | #6AL | 2/C | 0.808 | 200 | #VALUE! | #VALUE! | Later |  |  | E | 1 | U | Later | NA | Later | Later | Later | 35 | Later | 30 | Later | 1.05 | Later | Later | PowerTen | Air | R | NA | 0 |  | NA | NA |  | NA | NA | NA | NA | NA | NA | Later | Later | Later | Later | Later | Later
Q30601 | QUAD | 1 | LI30 | E | U | NA | I | 1e-06 | 0.040404 | 0 | Later | Later | NA | NA | NA | 8 | 8 | 198 | ? | ? | 0 | 350AL | 1/C | 0.0605 | 200 | 2.3958 | 0.47437 | Later |  |  | E | 1 | U | 10.3958 | NA | 10.3958 | 198 | 2.0584 | 50 | 381% | 200 | 1.01% | 10 | 385.8% | 0.36324 | EMHP | Air | R | NA | 0 |  | NA | NA |  | NA | NA | NA | NA | NA | NA | #NAME? | #NAME? | #NAME? | 2.6907 | 2.6907 | Later
Q30601 | QUAD | 1 | LI30 | E | U | NA | I | 1e-06 | #VALUE! | 0 | 500 | 1000 | NA | NA | NA | Later | Later | Later | Later | Later | Later | #6AL | 2/C | 0.808 | 200 | #VALUE! | #VALUE! | Later |  |  | E | 1 | U | Later | NA | Later | Later | Later | 35 | Later | 30 | Later | 1.05 | Later | Later | PowerTen | Air | R | NA | 0 |  | NA | NA |  | NA | NA | NA | NA | NA | NA | Later | Later | Later | Later | Later | Later
Q30701 | QUAD | 1 | LI30 | E | U | NA | I | 1e-06 | 0.040404 | 0 | Later | Later | NA | NA | NA | 8 | 8 | 198 | ? | ? | 0 | 350AL | 1/C | 0.0605 | 200 | 2.3958 | 0.47437 | Later |  |  | E | 1 | U | 10.3958 | NA | 10.3958 | 198 | 2.0584 | 50 | 381% | 200 | 1.01% | 10 | 385.8% | 0.36324 | EMHP | Air | R | NA | 0 |  | NA | NA |  | NA | NA | NA | NA | NA | NA | #NAME? | #NAME? | #NAME? | 2.6907 | 2.6907 | Later
Q30701 | QUAD | 1 | LI30 | E | U | NA | I | 1e-06 | #VALUE! | 0 | 500 | 1000 | NA | NA | NA | Later | Later | Later | Later | Later | Later | #6AL | 2/C | 0.808 | 200 | #VALUE! | #VALUE! | Later |  |  | E | 1 | U | Later | NA | Later | Later | Later | 35 | Later | 30 | Later | 1.05 | Later | Later | PowerTen | Air | R | NA | 0 |  | NA | NA |  | NA | NA | NA | NA | NA | NA | Later | Later | Later | Later | Later | Later
Q30801 | QUAD | 1 | LI30 | E | U | NA | I | 1e-06 | 0.040404 | 0 | Later | Later | NA | NA | NA | 8 | 8 | 198 | ? | ? | 0 | 350AL | 1/C | 0.0605 | 200 | 2.3958 | 0.47437 | Later |  |  | E | 1 | U | 10.3958 | NA | 10.3958 | 198 | 2.0584 | 50 | 381% | 200 | 1.01% | 10 | 385.8% | 0.36324 | EMHP | Air | R | NA | 0 |  | NA | NA |  | NA | NA | NA | NA | NA | NA | #NAME? | #NAME? | #NAME? | 2.6907 | 2.6907 | Later
Q30801 | QUAD | 1 | LI30 | E | U | NA | I | 1e-06 | #VALUE! | 0 | 500 | 1000 | NA | NA | NA | Later | Later | Later | Later | Later | Later | #6AL | 2/C | 0.808 | 200 | #VALUE! | #VALUE! | Later |  |  | E | 1 | U | Later | NA | Later | Later | Later | 35 | Later | 30 | Later | 1.05 | Later | Later | PowerTen | Air | R | NA | 0 |  | NA | NA |  | NA | NA | NA | NA | NA | NA | Later | Later | Later | Later | Later | Later
XC30202 | XCOR | 1 | LI30 | E | B | NA | I | 1e-06 | 1.6667 | 0 | 20 | 1000 | NA | NA | NA | 10 | 10 | 6 | Later | Later | 0 | #NAME? | 2/C | #NAME? | 200 | #NAME? | #NAME? | Later |  |  | E | 1 | B | #NAME? | NA | #NAME? | 6 | #NAME? | 30 | #NAME? | 6 | 0% | 0.18 | #NAME? | #NAME? | SCOR6 | Air | R | NA | 0 |  | NA | NA |  | NA | NA | NA | NA | NA | NA | NA | NA | NA | NA | NA | Later
YC30203 | YCOR | 1 | LI30 | E | B | NA | I | 1e-06 | 1.6667 | 0 | 20 | 1000 | NA | NA | NA | 10 | 10 | 6 | Later | Later | 0 | #NAME? | 2/C | #NAME? | 200 | #NAME? | #NAME? | Later |  |  | E | 1 | B | #NAME? | NA | #NAME? | 6 | #NAME? | 30 | #NAME? | 6 | 0% | 0.18 | #NAME? | #NAME? | SCOR6 | Air | R | NA | 0 |  | NA | NA |  | NA | NA | NA | NA | NA | NA | NA | NA | NA | NA | NA | Later
XC30302 | XCOR | 1 | LI30 | E | B | NA | I | 1e-06 | 1.6667 | 0 | 20 | 1000 | NA | NA | NA | 10 | 10 | 6 | Later | Later | 0 | #NAME? | 2/C | #NAME? | 200 | #NAME? | #NAME? | Later |  |  | E | 1 | B | #NAME? | NA | #NAME? | 6 | #NAME? | 30 | #NAME? | 6 | 0% | 0.18 | #NAME? | #NAME? | SCOR6 | Air | R | NA | 0 |  | NA | NA |  | NA | NA | NA | NA | NA | NA | NA | NA | NA | NA | NA | Later
YC30303 | YCOR | 1 | LI30 | E | B | NA | I | 1e-06 | 1.6667 | 0 | 20 | 1000 | NA | NA | NA | 10 | 10 | 6 | Later | Later | 0 | #NAME? | 2/C | #NAME? | 200 | #NAME? | #NAME? | Later |  |  | E | 1 | B | #NAME? | NA | #NAME? | 6 | #NAME? | 30 | #NAME? | 6 | 0% | 0.18 | #NAME? | #NAME? | SCOR6 | Air | R | NA | 0 |  | NA | NA |  | NA | NA | NA | NA | NA | NA | NA | NA | NA | NA | NA | Later
XC30402 | XCOR | 1 | LI30 | E | B | NA | I | 1e-06 | 1.7489 | 0 | 40 | 1000 | NA | NA | NA | 10 | 10 | 5.718 | Later | Later | 0 | #NAME? | 2/C | #NAME? | 200 | #NAME? | #NAME? | Later |  |  | E | 1 | B | #NAME? | NA | #NAME? | 5.718 | #NAME? | 30 | #NAME? | 6 | 4.932% | 0.18 | #NAME? | #NAME? | SCOR6 | Air | R | NA | 0 |  | NA | NA |  | NA | NA | NA | NA | NA | NA | NA | NA | NA | NA | NA | Later
YC30403 | YCOR | 1 | LI30 | E | B | NA | I | 1e-06 | 1.7489 | 0 | 40 | 1000 | NA | NA | NA | 10 | 10 | 5.718 | Later | Later | 0 | #NAME? | 2/C | #NAME? | 200 | #NAME? | #NAME? | Later |  |  | E | 1 | B | #NAME? | NA | #NAME? | 5.718 | #NAME? | 30 | #NAME? | 6 | 4.932% | 0.18 | #NAME? | #NAME? | SCOR6 | Air | R | NA | 0 |  | NA | NA |  | NA | NA | NA | NA | NA | NA | NA | NA | NA | NA | NA | Later
XC30502 | XCOR | 1 | LI30 | E | B | NA | I | 1e-06 | 1.7489 | 0 | 40 | 1000 | NA | NA | NA | 10 | 10 | 5.718 | Later | Later | 0 | #NAME? | 2/C | #NAME? | 200 | #NAME? | #NAME? | Later |  |  | E | 1 | B | #NAME? | NA | #NAME? | 5.718 | #NAME? | 30 | #NAME? | 6 | 4.932% | 0.18 | #NAME? | #NAME? | SCOR6 | Air | R | NA | 0 |  | NA | NA |  | NA | NA | NA | NA | NA | NA | NA | NA | NA | NA | NA | Later
YC30503 | YCOR | 1 | LI30 | E | B | NA | I | 1e-06 | 1.7489 | 0 | 40 | 1000 | NA | NA | NA | 10 | 10 | 5.718 | Later | Later | 0 | #NAME? | 2/C | #NAME? | 200 | #NAME? | #NAME? | Later |  |  | E | 1 | B | #NAME? | NA | #NAME? | 5.718 | #NAME? | 30 | #NAME? | 6 | 4.932% | 0.18 | #NAME? | #NAME? | SCOR6 | Air | R | NA | 0 |  | NA | NA |  | NA | NA | NA | NA | NA | NA | NA | NA | NA | NA | NA | Later
XC30602 | XCOR | 1 | LI30 | E | B | NA | I | 1e-06 | 1.6667 | 0 | 20 | 1000 | NA | NA | NA | 10 | 10 | 6 | Later | Later | 0 | #NAME? | 2/C | #NAME? | 200 | #NAME? | #NAME? | Later |  |  | E | 1 | B | #NAME? | NA | #NAME? | 6 | #NAME? | 30 | #NAME? | 6 | 0% | 0.18 | #NAME? | #NAME? | SCOR6 | Air | R | NA | 0 |  | NA | NA |  | NA | NA | NA | NA | NA | NA | NA | NA | NA | NA | NA | Later
YC30603 | YCOR | 1 | LI30 | E | B | NA | I | 1e-06 | 1.6667 | 0 | 20 | 1000 | NA | NA | NA | 10 | 10 | 6 | Later | Later | 0 | #NAME? | 2/C | #NAME? | 200 | #NAME? | #NAME? | Later |  |  | E | 1 | B | #NAME? | NA | #NAME? | 6 | #NAME? | 30 | #NAME? | 6 | 0% | 0.18 | #NAME? | #NAME? | SCOR6 | Air | R | NA | 0 |  | NA | NA |  | NA | NA | NA | NA | NA | NA | NA | NA | NA | NA | NA | Later
XC30702 | XCOR | 1 | LI30 | E | B | NA | I | 1e-06 | 1.6667 | 0 | 20 | 1000 | NA | NA | NA | 10 | 10 | 6 | Later | Later | 0 | #NAME? | 2/C | #NAME? | 200 | #NAME? | #NAME? | Later |  |  | E | 1 | B | #NAME? | NA | #NAME? | 6 | #NAME? | 30 | #NAME? | 6 | 0% | 0.18 | #NAME? | #NAME? | SCOR6 | Air | R | NA | 0 |  | NA | NA |  | NA | NA | NA | NA | NA | NA | NA | NA | NA | NA | NA | Later
YC30703 | YCOR | 1 | LI30 | E | B | NA | I | 1e-06 | 1.6667 | 0 | 20 | 1000 | NA | NA | NA | 10 | 10 | 6 | Later | Later | 0 | #NAME? | 2/C | #NAME? | 200 | #NAME? | #NAME? | Later |  |  | E | 1 | B | #NAME? | NA | #NAME? | 6 | #NAME? | 30 | #NAME? | 6 | 0% | 0.18 | #NAME? | #NAME? | SCOR6 | Air | R | NA | 0 |  | NA | NA |  | NA | NA | NA | NA | NA | NA | NA | NA | NA | NA | NA | Later
XC30802 | XCOR | 1 | LI30 | E | B | NA | I | 1e-06 | 1.6667 | 0 | 20 | 1000 | NA | NA | NA | 10 | 10 | 6 | Later | Later | 0 | #NAME? | 2/C | #NAME? | 200 | #NAME? | #NAME? | Later |  |  | E | 1 | B | #NAME? | NA | #NAME? | 6 | #NAME? | 30 | #NAME? | 6 | 0% | 0.18 | #NAME? | #NAME? | SCOR6 | Air | R | NA | 0 |  | NA | NA |  | NA | NA | NA | NA | NA | NA | NA | NA | NA | NA | NA | Later
YC30803 | YCOR | 1 | LI30 | E | B | NA | I | 1e-06 | 1.6667 | 0 | 20 | 1000 | NA | NA | NA | 10 | 10 | 6 | Later | Later | 0 | #NAME? | 2/C | #NAME? | 200 | #NAME? | #NAME? | Later |  |  | E | 1 | B | #NAME? | NA | #NAME? | 6 | #NAME? | 30 | #NAME? | 6 | 0% | 0.18 | #NAME? | #NAME? | SCOR6 | Air | R | NA | 0 |  | NA | NA |  | NA | NA | NA | NA | NA | NA | NA | NA | NA | NA | NA | Later
XC30900 | XCOR | 1 | LI30 | E | B | NA | I | 1e-06 | 1.6667 | 0 | 20 | 1000 | NA | NA | NA | 10 | 10 | 6 | Later | Later | 0 | #NAME? | 2/C | #NAME? | 200 | #NAME? | #NAME? | Later |  |  | E | 1 | B | #NAME? | NA | #NAME? | 6 | #NAME? | 30 | #NAME? | 6 | 0% | 0.18 | #NAME? | #NAME? | SCOR6 | Air | R | NA | 0 |  | NA | NA |  | NA | NA | NA | NA | NA | NA | NA | NA | NA | NA | NA | Later
YC30900 | YCOR | 1 | LI30 | E | B | NA | I | 1e-06 | 1.6667 | 0 | 20 | 1000 | NA | NA | NA | 10 | 10 | 6 | Later | Later | 0 | #NAME? | 2/C | #NAME? | 200 | #NAME? | #NAME? | Later |  |  | E | 1 | B | #NAME? | NA | #NAME? | 6 | #NAME? | 30 | #NAME? | 6 | 0% | 0.18 | #NAME? | #NAME? | SCOR6 | Air | R | NA | 0 |  | NA | NA |  | NA | NA | NA | NA | NA | NA | NA | NA | NA | NA | NA | Later
XCA0 | XCOR | 1 | BSY | N | B | NA | I | 1e-06 | 1 | 0 | 50 | 1000 | NA | NA | NA | 10 | 10 | 10 | Later | Later | 0 | #12 | 2/C | 2.05 | 200 | 4.1 | 0.041 | Later |  |  | N | 1 | B | 14.1 | NA | 14.1 | 10 | 0.141 | 40 | 183.7% | 12 | 20% | 0.48 | 240.4% | 0.024882 | MCOR12 | Air | R | NA | 0 |  | NA | NA |  | NA | NA | NA | NA | NA | NA | NA | NA | NA | NA | NA | Later
YCA0 | YCOR | 1 | BSY | N | B | NA | I | 1e-06 | 1 | 0 | 50 | 1000 | NA | NA | NA | 10 | 10 | 10 | Later | Later | 0 | #12 | 2/C | 2.05 | 200 | 4.1 | 0.041 | Later |  |  | N | 1 | B | 14.1 | NA | 14.1 | 10 | 0.141 | 40 | 183.7% | 12 | 20% | 0.48 | 240.4% | 0.024882 | MCOR12 | Air | R | NA | 0 |  | NA | NA |  | NA | NA | NA | NA | NA | NA | NA | NA | NA | NA | NA | Later
Q50Q1, Q50Q2, Q50Q3 | QUAD | 3 | BSY | E | U | NA | S | 1e-06 | 0.25 | 0 | 500 | 4000 | NA | NA | NA | 41.1535 | 123.4605 | 164.614 | Later | Later | 0 | #NAME? | 2/C | #NAME? | 200 | #NAME? | #NAME? | Later |  |  | E | 2 | U | #NAME? | NA | #NAME? | 164.614 | #NAME? | 150 | #NAME? | 200 | 21.5% | 30 | #NAME? | #NAME? | Intermediate | Air | R | NA | 1 | Later | 2 | #NAME? | Later | Later | Later | Later | Later | Later | Later | #NAME? | #NAME? | #NAME? | #NAME? | #NAME? | Later
XC460009T | XCOR | 1 | BSY | E | B | NA | I | 1e-06 | 4.6667 | 0 | 50 | 1000 | NA | NA | NA | 28 | 28 | 6 | Later | Later | 0 | #NAME? | 2/C | #NAME? | 200 | #NAME? | #NAME? | Later |  |  | E | 1 | B | #NAME? | NA | #NAME? | 6 | #NAME? | 40 | #NAME? | 12 | 100% | 0.48 | #NAME? | #NAME? | #NAME? | Air | R | NA | 0 |  | NA | NA |  | NA | NA | NA | NA | NA | NA | NA | NA | NA | NA | NA | Later
YC460010T | YCOR | 1 | BSY | E | B | NA | I | 1e-06 | 4.6667 | 0 | 50 | 1000 | NA | NA | NA | 28 | 28 | 6 | Later | Later | 0 | #NAME? | 2/C | #NAME? | 200 | #NAME? | #NAME? | Later |  |  | E | 1 | B | #NAME? | NA | #NAME? | 6 | #NAME? | 40 | #NAME? | 12 | 100% | 0.48 | #NAME? | #NAME? | #NAME? | Air | R | NA | 0 |  | NA | NA |  | NA | NA | NA | NA | NA | NA | NA | NA | NA | NA | NA | Later
XC460026T | XCOR | 1 | BSY | E | B | NA | I | 1e-06 | 4.6667 | 0 | Off | Off | NA | NA | NA | 28 | 28 | 6 | Later | Later | 0 | #NAME? | 2/C | #NAME? | 200 | #NAME? | #NAME? | Later |  |  | E | 1 | B | #NAME? | NA | #NAME? | 6 | #NAME? | 40 | #NAME? | 12 | 100% | 0.48 | #NAME? | #NAME? | #NAME? | Air | R | NA | 0 |  | NA | NA |  | NA | NA | NA | NA | NA | NA | NA | NA | NA | NA | NA | Later
YC460027T | YCOR | 1 | BSY | E | B | NA | I | 1e-06 | 4.6667 | 0 | Off | Off | NA | NA | NA | 28 | 28 | 6 | Later | Later | 0 | #NAME? | 2/C | #NAME? | 200 | #NAME? | #NAME? | Later |  |  | E | 1 | B | #NAME? | NA | #NAME? | 6 | #NAME? | 40 | #NAME? | 12 | 100% | 0.48 | #NAME? | #NAME? | #NAME? | Air | R | NA | 0 |  | NA | NA |  | NA | NA | NA | NA | NA | NA | NA | NA | NA | NA | NA | Later
XC460034T | XCOR | 1 | BSY | E | B | NA | I | 1e-06 | 4.6667 | 0 | 50 | 1000 | NA | NA | NA | 28 | 28 | 6 | Later | Later | 0 | #NAME? | 2/C | #NAME? | 200 | #NAME? | #NAME? | Later |  |  | E | 1 | B | #NAME? | NA | #NAME? | 6 | #NAME? | 40 | #NAME? | 12 | 100% | 0.48 | #NAME? | #NAME? | #NAME? | Air | R | NA | 0 |  | NA | NA |  | NA | NA | NA | NA | NA | NA | NA | NA | NA | NA | NA | Later
YC460035T | YCOR | 1 | BSY | E | B | NA | I | 1e-06 | 4.6667 | 0 | 50 | 1000 | NA | NA | NA | 28 | 28 | 6 | Later | Later | 0 | #NAME? | 2/C | #NAME? | 200 | #NAME? | #NAME? | Later |  |  | E | 1 | B | #NAME? | NA | #NAME? | 6 | #NAME? | 40 | #NAME? | 12 | 100% | 0.48 | #NAME? | #NAME? | #NAME? | Air | R | NA | 0 |  | NA | NA |  | NA | NA | NA | NA | NA | NA | NA | NA | NA | NA | NA | Later
XC460036T | XCOR | 1 | BSY | E | B | NA | I | 1e-06 | 4.6667 | 0 | Off | Off | NA | NA | NA | 28 | 28 | 6 | Later | Later | 0 | #NAME? | 2/C | #NAME? | 200 | #NAME? | #NAME? | Later |  |  | E | 1 | B | #NAME? | NA | #NAME? | 6 | #NAME? | 40 | #NAME? | 12 | 100% | 0.48 | #NAME? | #NAME? | #NAME? | Air | R | NA | 0 |  | NA | NA |  | NA | NA | NA | NA | NA | NA | NA | NA | NA | NA | NA | Later
YC460037T | YCOR | 1 | BSY | E | B | NA | I | 1e-06 | 4.6667 | 0 | Off | Off | NA | NA | NA | 28 | 28 | 6 | Later | Later | 0 | #NAME? | 2/C | #NAME? | 200 | #NAME? | #NAME? | Later |  |  | E | 1 | B | #NAME? | NA | #NAME? | 6 | #NAME? | 40 | #NAME? | 12 | 100% | 0.48 | #NAME? | #NAME? | #NAME? | Air | R | NA | 0 |  | NA | NA |  | NA | NA | NA | NA | NA | NA | NA | NA | NA | NA | NA | Later
XC920020T | XCOR | 1 | BSY | E | B | NA | I | 1e-06 | 4.6667 | 0 | 50 | 1000 | NA | NA | NA | 28 | 28 | 6 | Later | Later | 0 | #NAME? | 2/C | #NAME? | 200 | #NAME? | #NAME? | Later |  |  | E | 1 | B | #NAME? | NA | #NAME? | 6 | #NAME? | 40 | #NAME? | 12 | 100% | 0.48 | #NAME? | #NAME? | #NAME? | Air | R | NA | 0 |  | NA | NA |  | NA | NA | NA | NA | NA | NA | NA | NA | NA | NA | NA | Later
YC920020T | YCOR | 1 | BSY | E | B | NA | I | 1e-06 | 4.6667 | 0 | 50 | 1000 | NA | NA | NA | 28 | 28 | 6 | Later | Later | 0 | #NAME? | 2/C | #NAME? | 200 | #NAME? | #NAME? | Later |  |  | E | 1 | B | #NAME? | NA | #NAME? | 6 | #NAME? | 40 | #NAME? | 12 | 100% | 0.48 | #NAME? | #NAME? | #NAME? | Air | R | NA | 0 |  | NA | NA |  | NA | NA | NA | NA | NA | NA | NA | NA | NA | NA | NA | Later
XC921010T | XCOR | 1 | BSY | E | B | NA | I | 1e-06 | 4.6667 | 0 | Off | Off | NA | NA | NA | 28 | 28 | 6 | Later | Later | 0 | #NAME? | 2/C | #NAME? | 200 | #NAME? | #NAME? | Later |  |  | E | 1 | B | #NAME? | NA | #NAME? | 6 | #NAME? | 40 | #NAME? | 12 | 100% | 0.48 | #NAME? | #NAME? | #NAME? | Air | R | NA | 0 |  | NA | NA |  | NA | NA | NA | NA | NA | NA | NA | NA | NA | NA | NA | Later
YC921010T | YCOR | 1 | BSY | E | B | NA | I | 1e-06 | 4.6667 | 0 | Off | Off | NA | NA | NA | 28 | 28 | 6 | Later | Later | 0 | #NAME? | 2/C | #NAME? | 200 | #NAME? | #NAME? | Later |  |  | E | 1 | B | #NAME? | NA | #NAME? | 6 | #NAME? | 40 | #NAME? | 12 | 100% | 0.48 | #NAME? | #NAME? | #NAME? | Air | R | NA | 0 |  | NA | NA |  | NA | NA | NA | NA | NA | NA | NA | NA | NA | NA | NA | Later
QSM1 | QUAD | 1 | BSY | E | U | NA | I | 1e-06 | 0.5 | 0 | Off | Off | NA | NA | NA | 4.9 | 4.9 | 9.8 | Later | Later | 0 | #NAME? | 2/C | #NAME? | 200 | #NAME? | #NAME? | Later |  |  | E | 1 | U | #NAME? | NA | #NAME? | 9.8 | #NAME? | 40 | #NAME? | 12 | 22.45% | 0.48 | #NAME? | #NAME? | #NAME? | Air | R | NA | 0 |  | NA | NA |  | NA | NA | NA | NA | NA | NA | NA | NA | NA | NA | NA | Later
Q5 | QUAD | 1 | BSY | E | U | NA | I | 1e-06 | 0.5 | 0 | 250 | 500 | NA | NA | NA | 20.85 | 20.85 | 41.7 | Later | Later | 0 | #NAME? | 1/C | #NAME? | 400 | #NAME? | #NAME? | Later |  |  | E | 1 | U | #NAME? | NA | #NAME? | 41.7 | #NAME? | 40 | #NAME? | 50 | 19.9% | 2 | #NAME? | #NAME? | Intermediate | Air | R | NA | 1 | Later | 2 | #NAME? | Later | Later | Later | Later | Later | Later | Later | #NAME? | #NAME? | #NAME? | #NAME? | #NAME? | Later
Q6 | [10 empty] | 250 | 400
YC5 | YCOR | 1 | BSY | N | B | NA | I | 1e-06 | 4.6667 | 0 | 50 | 1000 | NA | NA | NA | 28 | 28 | 6 | Later | Later | 0 | #12 | 2/C | 2.05 | 200 | 2.46 | 0.01476 | Later |  |  | N | 1 | B | 30.46 | NA | 30.46 | 6 | 0.18276 | 30 | -1.51% | 6 | 0% | 0.18 | -1.51% | 0.032252 | MCOR12 | Air | R | NA | 0 |  | NA | NA |  | NA | NA | NA | NA | NA | NA | NA | NA | NA | NA | NA | Later
XC6 | XCOR | 1 | BSY | N | B | NA | I | 1e-06 | 4.6667 | 0 | 50 | 1000 | NA | NA | NA | 28 | 28 | 6 | Later | Later | 0 | #12 | 2/C | 2.05 | 200 | 2.46 | 0.01476 | Later |  |  | N | 1 | B | 30.46 | NA | 30.46 | 6 | 0.18276 | 30 | -1.51% | 6 | 0% | 0.18 | -1.51% | 0.032252 | MCOR12 | Air | R | NA | 0 |  | NA | NA |  | NA | NA | NA | NA | NA | NA | NA | NA | NA | NA | NA | Later
QA0 | [10 empty] | 500 | 2000
YCVM1 | YCOR | 1 | LTU | N | B | NA | I | 1e-06 | 1 | 0 | 50 | 1000 | NA | NA | NA | 10 | 10 | 10 | 0 | 0 | 0 | #12 | 2/C | 2.05 | 400 | 8.2 | 0.082 | Later | B5 |  | N | 1 | B | 18.2 | NA | 18.2 | 10 | 0.182 | 40 | 119.8% | 12 | 20% | 0.48 | 163.7% | 0.032118 | MCOR12 | Air | R | Later | 0 |  | NA | NA |  | NA | NA | NA | NA | NA | NA | NA | NA | NA | NA | NA | Later
QVM1 | QUAD | 1 | LTU | R | U | NA | I | 1e-06 | 0.17241 | 0 | 250 | 500 | NA | NA | NA | 25 | 25 | 145 | 0 | 0 | 0 | #NAME? | 2/C | #NAME? | 400 | #NAME? | #NAME? | Later | B5 |  | N | 1 | U | #NAME? | NA | #NAME? | 145 | #NAME? | 40 | #NAME? | 150 | 3.448% | 6 | #NAME? | #NAME? | Intermediate | Air | R | Later | 1 |  | 2 | #NAME? |  | Later | Later | Later | Later | Later | Later | #NAME? | #NAME? | #NAME? | #NAME? | #NAME? | Later
QVM2 | QUAD | 1 | LTU | R | U | NA | I | 1e-06 | 0.17241 | 0 | 250 | 700 | NA | NA | NA | 25 | 25 | 145 | 0 | 0 | 0 | #NAME? | 2/C | #NAME? | 400 | #NAME? | #NAME? | Later | B5 |  | N | 1 | U | #NAME? | NA | #NAME? | 145 | #NAME? | 40 | #NAME? | 150 | 3.448% | 6 | #NAME? | #NAME? | Intermediate | Air | R | Later | 1 |  | 2 | #NAME? |  | Later | Later | Later | Later | Later | Later | #NAME? | #NAME? | #NAME? | #NAME? | #NAME? | Later
XCVM2 | XCOR | 1 | LTU | N | B | NA | I | 1e-06 | 1 | 0 | 50 | 1000 | NA | NA | NA | 10 | 10 | 10 | 0 | 0 | 0 | #NAME? | 2/C | #NAME? | 400 | #NAME? | #NAME? | Later | B5 |  | N | 1 | B | #NAME? | NA | #NAME? | 10 | #NAME? | 40 | #NAME? | 12 | 20% | 0.48 | #NAME? | #NAME? | #NAME? | Air | R | Later | 0 |  | NA | NA |  | NA | NA | NA | NA | NA | NA | NA | NA | NA | NA | NA | Later
BY1, BY2 | BEND | 2 | LTU | N | U | NA | S | 1e-06 | 1.94 | 0 | 500 | 500 | NA | NA | NA | 19.4 | 38.8 | 10 | 0 | 0 | 0 | #4 | 1/C | 0.321 | 400 | 1.284 | 0.01284 | Later | B5 |  | N | 1 | U | 40.084 | NA | 40.084 | 10 | 0.40084 | 46 | 14.76% | 12 | 20% | 0.552 | 37.71% | 0.070736 | MCOR12 | Air | R | Later | 1 |  | 2 | NA |  | Later | Later | Later | Later | Later | Later | #NAME? | #NAME? | #NAME? | 0.52397 | 0.52397 | Later
QVB1, QVB2, QVB3 | QUAD | 3 | LTU | R | U | NA | S | 1e-06 | 0.36496 | 0 | 250 | 1000 | NA | NA | NA | 25 | 75 | 68.5 | 0 | 0 | 0 | #NAME? | 1/C | #NAME? | 400 | #NAME? | #NAME? | Later | B5 |  | N | 1 | U | #NAME? | NA | #NAME? | 68.5 | #NAME? | 100 | #NAME? | 100 | 45.99% | 10 | #NAME? | #NAME? | Intermediate | Air | R | Later | 1 |  | 2 | #NAME? |  | Later | Later | Later | Later | Later | Later | #NAME? | #NAME? | #NAME? | #NAME? | #NAME? | Later
YCVB1 | YCOR | 1 | LTU | N | B | NA | I | 1e-06 | 1 | 0 | 50 | 1000 | NA | NA | NA | 10 | 10 | 10 | 0 | 0 | 0 | #NAME? | 1/C | #NAME? | 400 | #NAME? | #NAME? | Later | B5 |  | N | 1 | B | #NAME? | NA | #NAME? | 10 | #NAME? | 40 | #NAME? | 12 | 20% | 0.48 | #NAME? | #NAME? | #NAME? | Air | R | Later | 0 |  | NA | NA |  | NA | NA | NA | NA | NA | NA | NA | NA | NA | NA | NA | Later
XCVB2 | XCOR | 1 | LTU | N | B | NA | I | 1e-06 | 1 | 0 | 50 | 1000 | NA | NA | NA | 10 | 10 | 10 | 0 | 0 | 0 | #NAME? | 1/C | #NAME? | 400 | #NAME? | #NAME? | Later | B5 |  | N | 1 | B | #NAME? | NA | #NAME? | 10 | #NAME? | 40 | #NAME? | 12 | 20% | 0.48 | #NAME? | #NAME? | #NAME? | Air | R | Later | 0 |  | NA | NA |  | NA | NA | NA | NA | NA | NA | NA | NA | NA | NA | NA | Later
YCVB3 | YCOR | 1 | LTU | N | B | NA | I | 1e-06 | 1 | 0 | 50 | 1000 | NA | NA | NA | 10 | 10 | 10 | 0 | 0 | 0 | #NAME? | 1/C | #NAME? | 400 | #NAME? | #NAME? | Later | B5 |  | N | 1 | B | #NAME? | NA | #NAME? | 10 | #NAME? | 40 | #NAME? | 12 | 20% | 0.48 | #NAME? | #NAME? | #NAME? | Air | R | Later | 0 |  | NA | NA |  | NA | NA | NA | NA | NA | NA | NA | NA | NA | NA | NA | Later
XCVM3 | XCOR | 1 | LTU | N | B | NA | I | 1e-06 | 1 | 0 | 50 | 1000 | NA | NA | NA | 10 | 10 | 10 | 0 | 0 | 0 | #NAME? | 1/C | #NAME? | 400 | #NAME? | #NAME? | Later | B5 |  | N | 1 | B | #NAME? | NA | #NAME? | 10 | #NAME? | 40 | #NAME? | 12 | 20% | 0.48 | #NAME? | #NAME? | #NAME? | Air | R | Later | 0 |  | NA | NA |  | NA | NA | NA | NA | NA | NA | NA | NA | NA | NA | NA | Later
QVM3 | QUAD | 1 | LTU | R | U | NA | I | 1e-06 | 0.3023 | 0 | 250 | 500 | NA | NA | NA | 43.8331 | 43.8331 | 145 | 0 | 0 | 0 | #NAME? | 1/C | #NAME? | 400 | #NAME? | #NAME? | Later | B5 |  | N | 1 | U | #NAME? | NA | #NAME? | 145 | #NAME? | 60 | #NAME? | 165 | 13.79% | 9.9 | #NAME? | #NAME? | Intermediate | Air | R | Later | 1 |  | 2 | #NAME? |  | Later | Later | Later | Later | Later | Later | #NAME? | #NAME? | #NAME? | #NAME? | #NAME? | Later
YCVM4 | YCOR | 1 | LTU | N | B | NA | I | 1e-06 | 1 | 0 | 50 | 1000 | NA | NA | NA | 10 | 10 | 10 | 0 | 0 | 0 | #NAME? | 1/C | #NAME? | 400 | #NAME? | #NAME? | Later | B5 |  | N | 1 | B | #NAME? | NA | #NAME? | 10 | #NAME? | 40 | #NAME? | 12 | 20% | 0.48 | #NAME? | #NAME? | #NAME? | Air | R | Later | 0 |  | NA | NA |  | NA | NA | NA | NA | NA | NA | NA | NA | NA | NA | NA | Later
QVM4 | QUAD | 1 | LTU | R | U | NA | I | 1e-06 | 0.3023 | 0 | 250 | 700 | NA | NA | NA | 43.8331 | 43.8331 | 145 | 0 | 0 | 0 | #NAME? | 1/C | #NAME? | 400 | #NAME? | #NAME? | Later | B5 |  | N | 1 | U | #NAME? | NA | #NAME? | 145 | #NAME? | 60 | #NAME? | 165 | 13.79% | 9.9 | #NAME? | #NAME? | Intermediate | Air | R | Later | 1 |  | 2 | #NAME? |  | Later | Later | Later | Later | Later | Later | #NAME? | #NAME? | #NAME? | #NAME? | #NAME? | Later
BX31, BX32, BX35, BX36 | BEND | 4 | LTU | R | U | NA | S | 1e-06 | 0.1 | 0 | 30 | 30 | NA | NA | NA | 30.39 | 121.56 | 303.9 | 0 | 0 | 0 | #NAME? | 1/C | #NAME? | 400 | #NAME? | #NAME? | Later | B5 |  | N | 1 | U | #NAME? | NA | #NAME? | 303.9 | #NAME? | 145 | #NAME? | 350 | 15.17% | 50.75 | #NAME? | #NAME? | Intermediate | Air | F | Later | 1 |  | 2 | #NAME? |  | Later | Later | Later | Later | Later | Later | #NAME? | #NAME? | #NAME? | #NAME? | #NAME? | Later
BX31 | TRIM | 1 | LTU | N | B | NA | I | 1e-06 | 0.33333 | 0 | 30 | 500 | NA | NA | NA | 10 | 10 | 30 | 0 | 0 | 0 | #8 | 1/C | 0.809 | 400 | 9.708 | 0.29124 | Later | B5 |  | N | 1 | B | 19.708 | NA | 19.708 | 30 | 0.59124 | 50 | 153.7% | 30 | 0% | 1.5 | 153.7% | 0.10434 | MCOR30 | Air | R | Later | 0 |  | NA | NA |  | NA | NA | NA | NA | NA | NA | NA | NA | NA | NA | NA | Later
BX35 | TRIM | 1 | LTU | N | B | NA | I | 1e-06 | 0.33333 | 0 | 30 | 500 | NA | NA | NA | 10 | 10 | 30 | 0 | 0 | 0 | #8 | 1/C | 0.809 | 400 | 9.708 | 0.29124 | Later | B5 |  | N | 1 | B | 19.708 | NA | 19.708 | 30 | 0.59124 | 50 | 153.7% | 30 | 0% | 1.5 | 153.7% | 0.10434 | MCOR30 | Air | R | Later | 0 |  | NA | NA |  | NA | NA | NA | NA | NA | NA | NA | NA | NA | NA | NA | Later
BYW1, BYW2, BYW3 | BEND | 3 | LTU | N | U | NA | S | 1e-06 | 0.1 | 0 | 100 | 100 | NA | NA | NA | 21.9284 | 65.7852 | 219.284 | 0 | 0 | 0 | #NAME? | 1/C | #NAME? | 400 | #NAME? | #NAME? | Later | B5 |  | N | 2 | U | #NAME? | NA | #NAME? | 219.284 | #NAME? | 100 | #NAME? | 300 | 36.81% | 30 | #NAME? | #NAME? | Intermediate | Air | R | Later | 1 |  | 2 | #NAME? |  | Later | Later | Later | Later | Later | Later | #NAME? | #NAME? | #NAME? | #NAME? | #NAME? | Later
BYW2 | TRIM | 1 | LTU | N | B | NA | 1 | 1e-06 | #VALUE! | 0 | 100 | 1000 | NA | NA | NA | ? | ? | ? | ? | ? | ? | ? | ? | ? | 400 | ? | ? | Later | B5 |  | N | 1 | B | ? | ? | ? | ? | ? | ? | ? | ? | ? | ? | ? | ? | Other | Air | R | Later | 0 |  | NA | NA |  | NA | NA | NA | NA | NA | NA | NA | NA | NA | NA | NA | Later
XCDL1 | XCOR | 1 | LTU | N | B | NA | I | 1e-06 | 1 | 0 | 50 | 1000 | NA | NA | NA | 10 | 10 | 10 | 0 | 0 | 0 | #12 | 1/C | 2.05 | 400 | 8.2 | 0.082 | Later | B406 |  | N | 1 | B | 18.2 | NA | 18.2 | 10 | 0.182 | 40 | 119.8% | 12 | 20% | 0.48 | 163.7% | 0.032118 | MCOR12 | Air | R | Later | 0 |  | NA | NA |  | NA | NA | NA | NA | NA | NA | NA | NA | NA | NA | NA | Later
QDL31, QDL32, QDL33, QDL34 | QUAD | 4 | LTU | R | U | NA | S | 1e-06 | 0.125 | 0 | 500 | 4000 | NA | NA | NA | 25 | 100 | 200 | 0 | 0 | 0 | #NAME? | 1/C | #NAME? | 400 | #NAME? | #NAME? | Later | B406 |  | N | 2 | U | #NAME? | NA | #NAME? | 200 | #NAME? | 125 | #NAME? | 250 | 25% | 31.25 | #NAME? | #NAME? | Intermediate | Air | R | Later | 1 |  | 2 | #NAME? |  | Later | Later | Later | Later | Later | Later | #NAME? | #NAME? | #NAME? | #NAME? | #NAME? | Later
YCDL1 | YCOR | 1 | LTU | N | B | NA | I | 1e-06 | 1 | 0 | 50 | 1000 | NA | NA | NA | 10 | 10 | 10 | 0 | 0 | 0 | #12 | 1/C | 2.05 | 400 | 8.2 | 0.082 | Later | B406 |  | N | 1 | B | 18.2 | NA | 18.2 | 10 | 0.182 | 40 | 119.8% | 12 | 20% | 0.48 | 163.7% | 0.032118 | MCOR12 | Air | R | Later | 0 |  | NA | NA |  | NA | NA | NA | NA | NA | NA | NA | NA | NA | NA | NA | Later
QT11, QT13, QT21, QT23, QT31, QT33, QT41, QT43 | QUAD | 8 | LTU | R | U | NA | S | 1e-06 | 0.49702 | 0 | 250 | 1500 | NA | NA | NA | 35.4374 | 283.499 | 71.3 | 0 | 0 | 0 | #NAME? | 1/C | #NAME? | 400 | #NAME? | #NAME? | Later | B406 |  | N | 2 | U | #NAME? | NA | #NAME? | 71.3 | #NAME? | 325 | #NAME? | 80 | 12.2% | 26 | #NAME? | #NAME? | Intermediate | Air | R | Later | 1 |  | 2 | #NAME? |  | Later | Later | Later | Later | Later | Later | #NAME? | #NAME? | #NAME? | #NAME? | #NAME? | Later
QT12, QT22, QT32, QT42 | QUAD | 4 | LTU | R | U | NA | S | 1e-06 | 0.2495 | 0 | 250 | 1000 | NA | NA | NA | 34.9301 | 139.7206 | 140 | 0 | 0 | 0 | #NAME? | 1/C | #NAME? | 400 | #NAME? | #NAME? | Later | B406 |  | N | 2 | U | #NAME? | NA | #NAME? | 140 | #NAME? | 165 | #NAME? | 165 | 17.86% | 27.225 | #NAME? | #NAME? | Intermediate | Air | R | Later | 1 |  | 2 | #NAME? |  | Later | Later | Later | Later | Later | Later | #NAME? | #NAME? | #NAME? | #NAME? | #NAME? | Later
XCQT12 | XCOR | 1 | LTU | N | B | NA | I | 1e-06 | 1 | 0 | 50 | 1000 | NA | NA | NA | 10 | 10 | 10 | 0 | 0 | 0 | #NAME? | 1/C | #NAME? | 400 | #NAME? | #NAME? | Later | B406 |  | N | 1 | B | #NAME? | NA | #NAME? | 10 | #NAME? | 40 | #NAME? | 12 | 20% | 0.48 | #NAME? | #NAME? | #NAME? | Air | R | Later | 0 |  | NA | NA |  | NA | NA | NA | NA | NA | NA | NA | NA | NA | NA | NA | Later
YCQT12 | YCOR | 1 | LTU | N | B | NA | I | 1e-06 | 1 | 0 | 50 | 1000 | NA | NA | NA | 10 | 10 | 10 | 0 | 0 | 0 | #NAME? | 1/C | #NAME? | 400 | #NAME? | #NAME? | Later | B406 |  | N | 1 | B | #NAME? | NA | #NAME? | 10 | #NAME? | 40 | #NAME? | 12 | 20% | 0.48 | #NAME? | #NAME? | #NAME? | Air | R | Later | 0 |  | NA | NA |  | NA | NA | NA | NA | NA | NA | NA | NA | NA | NA | NA | Later
BYKIK | KICKER |  | LTU | N | U | NA | I | 1e-06 | #DIV/0! |  | 5000 | 5000 | [16 empty] | B406
XCDL2 | XCOR | 1 | LTU | N | B | NA | I | 1e-06 | 1 | 0 | 50 | 1000 | NA | NA | NA | 10 | 10 | 10 | 0 | 0 | 0 | #NAME? | 1/C | #NAME? | 400 | #NAME? | #NAME? | Later | B406 |  | N | 1 | B | #NAME? | NA | #NAME? | 10 | #NAME? | 40 | #NAME? | 12 | 20% | 0.48 | #NAME? | #NAME? | #NAME? | Air | R | Later | 0 |  | NA | NA |  | NA | NA | NA | NA | NA | NA | NA | NA | NA | NA | NA | Later
YCDL2 | YCOR | 1 | LTU | N | B | FF | I | 1e-06 | 1 | 0 | 50 | 1000 | NA | NA | NA | 10 | 10 | 10 | 0 | 0 | 0 | #NAME? | 1/C | #NAME? | 400 | #NAME? | #NAME? | Later | B406 |  | N | 1 | B | #NAME? | NA | #NAME? | 10 | #NAME? | 40 | #NAME? | 12 | 20% | 0.48 | #NAME? | #NAME? | #NAME? | Air | R | Later | 0 |  | NA | NA |  | NA | NA | NA | NA | NA | NA | NA | NA | NA | NA | NA | Later
XCQT22 | XCOR | 1 | LTU | N | B | NA | I | 1e-06 | 1 | 0 | 50 | 1000 | NA | NA | NA | 10 | 10 | 10 | 0 | 0 | 0 | #NAME? | 1/C | #NAME? | 400 | #NAME? | #NAME? | Later | B406 |  | N | 1 | B | #NAME? | NA | #NAME? | 10 | #NAME? | 40 | #NAME? | 12 | 20% | 0.48 | #NAME? | #NAME? | #NAME? | Air | R | Later | 0 |  | NA | NA |  | NA | NA | NA | NA | NA | NA | NA | NA | NA | NA | NA | Later
YCQT22 | YCOR | 1 | LTU | N | B | NA | I | 1e-06 | 1 | 0 | 50 | 1000 | NA | NA | NA | 10 | 10 | 10 | 0 | 0 | 0 | #NAME? | 1/C | #NAME? | 400 | #NAME? | #NAME? | Later | B406 |  | N | 1 | B | #NAME? | NA | #NAME? | 10 | #NAME? | 40 | #NAME? | 12 | 20% | 0.48 | #NAME? | #NAME? | #NAME? | Air | R | Later | 0 |  | NA | NA |  | NA | NA | NA | NA | NA | NA | NA | NA | NA | NA | NA | Later
XCDL3 | XCOR | 1 | LTU | N | B | NA | I | 1e-06 | 1 | 0 | 50 | 1000 | NA | NA | NA | 10 | 10 | 10 | 0 | 0 | 0 | #NAME? | 1/C | #NAME? | 400 | #NAME? | #NAME? | Later | 2.1 |  | N | 1 | B | #NAME? | NA | #NAME? | 10 | #NAME? | 40 | #NAME? | 12 | 20% | 0.48 | #NAME? | #NAME? | #NAME? | Air | R | Later | 0 |  | NA | NA |  | NA | NA | NA | NA | NA | NA | NA | NA | NA | NA | NA | Later
YCDL3 | YCOR | 1 | LTU | N | B | NA | I | 1e-06 | 1 | 0 | 50 | 1000 | NA | NA | NA | 10 | 10 | 10 | 0 | 0 | 0 | #NAME? | 1/C | #NAME? | 400 | #NAME? | #NAME? | Later | 2.1 |  | N | 1 | B | #NAME? | NA | #NAME? | 10 | #NAME? | 40 | #NAME? | 12 | 20% | 0.48 | #NAME? | #NAME? | #NAME? | Air | R | Later | 0 |  | NA | NA |  | NA | NA | NA | NA | NA | NA | NA | NA | NA | NA | NA | Later
XCQT32 | XCOR | 1 | LTU | N | B | FF | I | 1e-06 | 1 | 0 | 50 | 1000 | NA | NA | NA | 10 | 10 | 10 | 0 | 0 | 0 | #NAME? | 1/C | #NAME? | 400 | #NAME? | #NAME? | Later | 2.1 |  | N | 1 | B | #NAME? | NA | #NAME? | 10 | #NAME? | 40 | #NAME? | 12 | 20% | 0.48 | #NAME? | #NAME? | #NAME? | Air | R | Later | 0 |  | NA | NA |  | NA | NA | NA | NA | NA | NA | NA | NA | NA | NA | NA | Later
YCQT32 | YCOR | 1 | LTU | N | B | FF | I | 1e-06 | 1 | 0 | 50 | 1000 | NA | NA | NA | 10 | 10 | 10 | 0 | 0 | 0 | #NAME? | 1/C | #NAME? | 400 | #NAME? | #NAME? | Later | 2.1 |  | N | 1 | B | #NAME? | NA | #NAME? | 10 | #NAME? | 40 | #NAME? | 12 | 20% | 0.48 | #NAME? | #NAME? | #NAME? | Air | R | Later | 0 |  | NA | NA |  | NA | NA | NA | NA | NA | NA | NA | NA | NA | NA | NA | Later
XCDL4 | XCOR | 1 | LTU | N | B | FF | I | 1e-06 | 1 | 0 | 50 | 1000 | NA | NA | NA | 10 | 10 | 10 | 0 | 0 | 0 | #NAME? | 1/C | #NAME? | 400 | #NAME? | #NAME? | Later | 2.1 |  | N | 1 | B | #NAME? | NA | #NAME? | 10 | #NAME? | 40 | #NAME? | 12 | 20% | 0.48 | #NAME? | #NAME? | #NAME? | Air | R | Later | 0 |  | NA | NA |  | NA | NA | NA | NA | NA | NA | NA | NA | NA | NA | NA | Later
YCDL4 | YCOR | 1 | LTU | N | B | NA | I | 1e-06 | 1 | 0 | 50 | 1000 | NA | NA | NA | 10 | 10 | 10 | 0 | 0 | 0 | #NAME? | 1/C | #NAME? | 400 | #NAME? | #NAME? | Later | 2.1 |  | N | 1 | B | #NAME? | NA | #NAME? | 10 | #NAME? | 40 | #NAME? | 12 | 20% | 0.48 | #NAME? | #NAME? | #NAME? | Air | R | Later | 0 |  | NA | NA |  | NA | NA | NA | NA | NA | NA | NA | NA | NA | NA | NA | Later
XCQT42 | XCOR | 1 | LTU | N | B | NA | I | 1e-06 | 1 | 0 | 50 | 1000 | NA | NA | NA | 10 | 10 | 10 | 0 | 0 | 0 | #NAME? | 1/C | #NAME? | 400 | #NAME? | #NAME? | Later | 2.1 |  | N | 1 | B | #NAME? | NA | #NAME? | 10 | #NAME? | 40 | #NAME? | 12 | 20% | 0.48 | #NAME? | #NAME? | #NAME? | Air | R | Later | 0 |  | NA | NA |  | NA | NA | NA | NA | NA | NA | NA | NA | NA | NA | NA | Later
YCQT42 | YCOR | 1 | LTU | N | B | FF | I | 1e-06 | 1 | 0 | 50 | 1000 | NA | NA | NA | 10 | 10 | 10 | 0 | 0 | 0 | #NAME? | 1/C | #NAME? | 400 | #NAME? | #NAME? | Later | 2.1 |  | N | 1 | B | #NAME? | NA | #NAME? | 10 | #NAME? | 40 | #NAME? | 12 | 20% | 0.48 | #NAME? | #NAME? | #NAME? | Air | R | Later | 0 |  | NA | NA |  | NA | NA | NA | NA | NA | NA | NA | NA | NA | NA | NA | Later
YCEM1 | YCOR | 1 | LTU | N | B | NA | I | 1e-06 | 1 | 0 | 50 | 1000 | NA | NA | NA | 10 | 10 | 10 | 0 | 0 | 0 | #NAME? | 1/C | #NAME? | 400 | #NAME? | #NAME? | Later | 2.1 |  | N | 1 | B | #NAME? | NA | #NAME? | 10 | #NAME? | 40 | #NAME? | 12 | 20% | 0.48 | #NAME? | #NAME? | #NAME? | Air | R | Later | 0 |  | NA | NA |  | NA | NA | NA | NA | NA | NA | NA | NA | NA | NA | NA | Later
QEM1 | QUAD | 1 | LTU | R | B | NA | I | 1e-06 | 0.125 | 0 | 250 | 2000 | NA | NA | NA | 25 | 25 | 200 | 0 | 0 | 0 | #NAME? | 1/C | #NAME? | 400 | #NAME? | #NAME? | Later | 2.1 |  | N | 1 | B | #NAME? | NA | #NAME? | 200 | #NAME? | 40 | #NAME? | 225 | 12.5% | 9 | #NAME? | #NAME? | Intermediate | Air | R | Later | 1 |  | 2 | #NAME? |  | Later | Later | Later | Later | Later | Later | #NAME? | #NAME? | #NAME? | #NAME? | #NAME? | Later
QEM2 | QUAD | 1 | LTU | R | B | NA | I | 1e-06 | 0.125 | 0 | 250 | 2000 | NA | NA | NA | 25 | 25 | 200 | 0 | 0 | 0 | #NAME? | 1/C | #NAME? | 400 | #NAME? | #NAME? | Later | 2.1 |  | N | 1 | B | #NAME? | NA | #NAME? | 200 | #NAME? | 40 | #NAME? | 225 | 12.5% | 9 | #NAME? | #NAME? | Intermediate | Air | R | Later | 1 |  | 2 | #NAME? |  | Later | Later | Later | Later | Later | Later | #NAME? | #NAME? | #NAME? | #NAME? | #NAME? | Later
XCEM2 | XCOR | 1 | LTU | N | B | NA | I | 1e-06 | 1 | 0 | 50 | 1000 | NA | NA | NA | 10 | 10 | 10 | 0 | 0 | 0 | #NAME? | 1/C | #NAME? | 400 | #NAME? | #NAME? | Later | 2.1 |  | N | 1 | B | #NAME? | NA | #NAME? | 10 | #NAME? | 40 | #NAME? | 12 | 20% | 0.48 | #NAME? | #NAME? | #NAME? | Air | R | Later | 0 |  | NA | NA |  | NA | NA | NA | NA | NA | NA | NA | NA | NA | NA | NA | Later
YCEM3 | YCOR | 1 | LTU | N | B | NA | I | 1e-06 | 1 | 0 | 50 | 1000 | NA | NA | NA | 10 | 10 | 10 | 0 | 0 | 0 | #NAME? | 1/C | #NAME? | 400 | #NAME? | #NAME? | Later | 2.1 |  | N | 1 | B | #NAME? | NA | #NAME? | 10 | #NAME? | 40 | #NAME? | 12 | 20% | 0.48 | #NAME? | #NAME? | #NAME? | Air | R | Later | 0 |  | NA | NA |  | NA | NA | NA | NA | NA | NA | NA | NA | NA | NA | NA | Later
QEM3 | QUAD | 1 | LTU | R | B | NA | I | 1e-06 | 0.125 | 0 | 250 | 2000 | NA | NA | NA | 25 | 25 | 200 | 0 | 0 | 0 | #NAME? | 1/C | #NAME? | 400 | #NAME? | #NAME? | Later | 2.1 |  | N | 1 | B | #NAME? | NA | #NAME? | 200 | #NAME? | 40 | #NAME? | 225 | 12.5% | 9 | #NAME? | #NAME? | Intermediate | Air | R | Later | 1 |  | 2 | #NAME? |  | Later | Later | Later | Later | Later | Later | #NAME? | #NAME? | #NAME? | #NAME? | #NAME? | Later
QEM3V | QUAD | 1 | LTU | N | B | NA | I | 1e-06 | #DIV/0! | 0 | 250 | 1000 | NA | NA | NA | [13 empty] | 2.1
XCEM4 | XCOR | 1 | LTU | N | B | NA | I | 1e-06 | 1 | 0 | 50 | 1000 | NA | NA | NA | 10 | 10 | 10 | 0 | 0 | 0 | #NAME? | 1/C | #NAME? | 400 | #NAME? | #NAME? | Later | 2.1 |  | N | 1 | B | #NAME? | NA | #NAME? | 10 | #NAME? | 40 | #NAME? | 12 | 20% | 0.48 | #NAME? | #NAME? | #NAME? | Air | R | Later | 0 |  | NA | NA |  | NA | NA | NA | NA | NA | NA | NA | NA | NA | NA | NA | Later
QEM4 | QUAD | 1 | LTU | R | B | NA | I | 1e-06 | 0.125 | 0 | 250 | 2000 | NA | NA | NA | 25 | 25 | 200 | 0 | 0 | 0 | #NAME? | 1/C | #NAME? | 400 | #NAME? | #NAME? | Later | 2.1 |  | N | 1 | B | #NAME? | NA | #NAME? | 200 | #NAME? | 40 | #NAME? | 225 | 12.5% | 9 | #NAME? | #NAME? | #NAME? | Air | R | Later | 1 |  | 2 | #NAME? |  | Later | Later | Later | Later | Later | Later | #NAME? | #NAME? | #NAME? | #NAME? | #NAME? | Later
XCE31 | XCOR | 1 | LTU | N | B | NA | I | 1e-06 | 1 | 0 | 50 | 1000 | NA | NA | NA | 10 | 10 | 10 | 0 | 0 | 0 | #NAME? | 1/C | #NAME? | 400 | #NAME? | #NAME? | Later | 2.1 |  | N | 1 | B | #NAME? | NA | #NAME? | 10 | #NAME? | 40 | #NAME? | 12 | 20% | 0.48 | #NAME? | #NAME? | #NAME? | Air | R | Later | 0 |  | NA | NA |  | NA | NA | NA | NA | NA | NA | NA | NA | NA | NA | NA | Later
QE31, QE32, QE33, QE34, QE35, QE36 | QUAD | 6 | LTU | N | U | NA | S | 1e-06 | 0.47169 | 0 | 500 | 2000 | NA | NA | NA | 25 | 150 | 53.001 | 0 | 0 | 0 | #NAME? | 1/C | #NAME? | 400 | #NAME? | #NAME? | Later | 2.2 |  | N | 1 | U | #NAME? | NA | #NAME? | 53.001 | #NAME? | 180 | #NAME? | 60 | 13.21% | 10.8 | #NAME? | #NAME? | Intermediate | Air | R | Later | 1 |  | 2 | #NAME? |  | Later | Later | Later | Later | Later | Later | #NAME? | #NAME? | #NAME? | #NAME? | #NAME? | Later
YCE32 | YCOR | 1 | LTU | N | B | NA | I | 1e-06 | 1 | 0 | 50 | 1000 | NA | NA | NA | 10 | 10 | 10 | 0 | 0 | 0 | #NAME? | 1/C | #NAME? | 400 | #NAME? | #NAME? | Later | 2.2 |  | N | 1 | B | #NAME? | NA | #NAME? | 10 | #NAME? | 40 | #NAME? | 12 | 20% | 0.48 | #NAME? | #NAME? | #NAME? | Air | R | Later | 0 |  | NA | NA |  | NA | NA | NA | NA | NA | NA | NA | NA | NA | NA | NA | Later
XCE33 | XCOR | 1 | LTU | N | B | FF | I | 1e-06 | 1 | 0 | 50 | 1000 | NA | NA | NA | 10 | 10 | 10 | 0 | 0 | 0 | #NAME? | 1/C | #NAME? | 400 | #NAME? | #NAME? | Later | 2.2 |  | N | 1 | B | #NAME? | NA | #NAME? | 10 | #NAME? | 40 | #NAME? | 12 | 20% | 0.48 | #NAME? | #NAME? | #NAME? | Air | R | Later | 0 |  | NA | NA |  | NA | NA | NA | NA | NA | NA | NA | NA | NA | NA | NA | Later
YCE34 | YCOR | 1 | LTU | N | B | FF | I | 1e-06 | 1 | 0 | 50 | 1000 | NA | NA | NA | 10 | 10 | 10 | 0 | 0 | 0 | #NAME? | 1/C | #NAME? | 400 | #NAME? | #NAME? | Later | 2.2 |  | N | 1 | B | #NAME? | NA | #NAME? | 10 | #NAME? | 40 | #NAME? | 12 | 20% | 0.48 | #NAME? | #NAME? | #NAME? | Air | R | Later | 0 |  | NA | NA |  | NA | NA | NA | NA | NA | NA | NA | NA | NA | NA | NA | Later
XCE35 | XCOR | 1 | LTU | N | B | NA | I | 1e-06 | 1 | 0 | 50 | 1000 | NA | NA | NA | 10 | 10 | 10 | 0 | 0 | 0 | #NAME? | 1/C | #NAME? | 400 | #NAME? | #NAME? | Later | 2.2 |  | N | 1 | B | #NAME? | NA | #NAME? | 10 | #NAME? | 40 | #NAME? | 12 | 20% | 0.48 | #NAME? | #NAME? | #NAME? | Air | R | Later | 0 |  | NA | NA |  | NA | NA | NA | NA | NA | NA | NA | NA | NA | NA | NA | Later
YCE36 | YCOR | 1 | LTU | N | B | NA | I | 1e-06 | 1 | 0 | 50 | 1000 | NA | NA | NA | 10 | 10 | 10 | 0 | 0 | 0 | #NAME? | 1/C | #NAME? | 400 | #NAME? | #NAME? | Later | 2.2 |  | N | 1 | B | #NAME? | NA | #NAME? | 10 | #NAME? | 40 | #NAME? | 12 | 20% | 0.48 | #NAME? | #NAME? | #NAME? | Air | R | Later | 0 |  | NA | NA |  | NA | NA | NA | NA | NA | NA | NA | NA | NA | NA | NA | Later
XCUM1 | XCOR | 1 | LTU | N | B | FF | I | 1e-06 | 1 | 0 | 50 | 1000 | NA | NA | NA | 10 | 10 | 10 | 0 | 0 | 0 | #NAME? | 1/C | #NAME? | 400 | #NAME? | #NAME? | Later | 2.2 |  | N | 1 | B | #NAME? | NA | #NAME? | 10 | #NAME? | 40 | #NAME? | 12 | 20% | 0.48 | #NAME? | #NAME? | #NAME? | Air | R | Later | 0 |  | NA | NA |  | NA | NA | NA | NA | NA | NA | NA | NA | NA | NA | NA | Later
QUM1 | QUAD | 1 | LTU | R | B | NA | I | 1e-06 | 0.125 | 0 | 250 | 2000 | NA | NA | NA | 25 | 25 | 200 | 0 | 0 | 0 | #NAME? | 1/C | #NAME? | 400 | #NAME? | #NAME? | Later | 2.2 |  | N | 1 | B | #NAME? | NA | #NAME? | 200 | #NAME? | 40 | #NAME? | 225 | 12.5% | 9 | #NAME? | #NAME? | Intermediate | Air | R | Later | 1 |  | 2 | #NAME? |  | Later | Later | Later | Later | Later | Later | #NAME? | #NAME? | #NAME? | #NAME? | #NAME? | Later
YCUM2 | YCOR | 1 | LTU | N | B | FF | I | 1e-06 | 1 | 0 | 50 | 1000 | NA | NA | NA | 10 | 10 | 10 | 0 | 0 | 0 | #NAME? | 1/C | #NAME? | 400 | #NAME? | #NAME? | Later | 2.2 |  | N | 1 | B | #NAME? | NA | #NAME? | 10 | #NAME? | 40 | #NAME? | 12 | 20% | 0.48 | #NAME? | #NAME? | #NAME? | Air | R | Later | 0 |  | NA | NA |  | NA | NA | NA | NA | NA | NA | NA | NA | NA | NA | NA | Later
QUM2 | QUAD | 1 | LTU | R | B | NA | I | 1e-06 | 0.125 | 0 | 250 | 2000 | NA | NA | NA | 25 | 25 | 200 | 0 | 0 | 0 | #NAME? | 1/C | #NAME? | 400 | #NAME? | #NAME? | Later | 2.2 |  | N | 1 | B | #NAME? | NA | #NAME? | 200 | #NAME? | 40 | #NAME? | 225 | 12.5% | 9 | #NAME? | #NAME? | Intermediate | Air | R | Later | 1 |  | 2 | #NAME? |  | Later | Later | Later | Later | Later | Later | #NAME? | #NAME? | #NAME? | #NAME? | #NAME? | Later
YCUM3 | YCOR | 1 | LTU | N | B | FF | I | 1e-06 | 1 | 0 | 50 | 1000 | NA | NA | NA | 10 | 10 | 10 | 0 | 0 | 0 | #NAME? | 1/C | #NAME? | 400 | #NAME? | #NAME? | Later | 2.2 |  | N | 1 | B | #NAME? | NA | #NAME? | 10 | #NAME? | 40 | #NAME? | 12 | 20% | 0.48 | #NAME? | #NAME? | #NAME? | Air | R | Later | 0 |  | NA | NA |  | NA | NA | NA | NA | NA | NA | NA | NA | NA | NA | NA | Later
QUM3 | QUAD | 1 | LTU | R | B | NA | I | 1e-06 | 0.125 | 0 | 500 | 4000 | NA | NA | NA | 25 | 25 | 200 | 0 | 0 | 0 | #NAME? | 1/C | #NAME? | 400 | #NAME? | #NAME? | Later | 2.2 |  | N | 1 | B | #NAME? | NA | #NAME? | 200 | #NAME? | 40 | #NAME? | 225 | 12.5% | 9 | #NAME? | #NAME? | Intermediate | Air | R | Later | 1 |  | 2 | #NAME? |  | Later | Later | Later | Later | Later | Later | #NAME? | #NAME? | #NAME? | #NAME? | #NAME? | Later
XCUM4 | XCOR | 1 | LTU | N | B | FF | I | 1e-06 | 1 | 0 | 50 | 1000 | NA | NA | NA | 10 | 10 | 10 | 0 | 0 | 0 | #NAME? | 1/C | #NAME? | 400 | #NAME? | #NAME? | Later | 2.2 |  | N | 1 | B | #NAME? | NA | #NAME? | 10 | #NAME? | 40 | #NAME? | 12 | 20% | 0.48 | #NAME? | #NAME? | #NAME? | Air | R | Later | 0 |  | NA | NA |  | NA | NA | NA | NA | NA | NA | NA | NA | NA | NA | NA | Later
QUM4 | QUAD | 1 | LTU | R | B | NA | I | 1e-06 | 0.125 | 0 | 250 | 2000 | NA | NA | NA | 25 | 25 | 200 | 0 | 0 | 0 | #NAME? | 1/C | #NAME? | 400 | #NAME? | #NAME? | Later | 2.2 |  | N | 1 | B | #NAME? | NA | #NAME? | 200 | #NAME? | 40 | #NAME? | 225 | 12.5% | 9 | #NAME? | #NAME? | Intermediate | Air | R | Later | 1 |  | 2 | #NAME? |  | Later | Later | Later | Later | Later | Later | #NAME? | #NAME? | #NAME? | #NAME? | #NAME? | Later
QF1 | QUAD | 1 | UND | N | U | NA | I | 1e-06 | 0.51667 | 0 | Later | Later | NA | NA | NA | 3.1 | 3.1 | 6 | 0 | 0 | 0 | #NAME? | 2/C | #NAME? | 500 | #NAME? | #NAME? | Later | 2.3 | Later | N | 1 | U | #NAME? | NA | #NAME? | 6 | #NAME? | 40 | #NAME? | 12 | 100% | 0.48 | #NAME? | #NAME? | #NAME? | Air | R | Later | 0 |  | NA | NA |  | NA | NA | NA | NA | NA | NA | NA | NA | NA | NA | NA | Later
XCU1 | XCOR | 1 | UND | N | B | NA | I | 1e-06 | 0.1 | 0 | Later | Later | NA | NA | NA | 0.1 | 0.1 | 1 | 0 | 0 | 0 | #NAME? | 2/C | #NAME? | 500 | #NAME? | #NAME? | Later | 2.3 | Later | N | 1 | B | #NAME? | NA | #NAME? | 1 | #NAME? | 40 | #NAME? | 12 | 1100% | 0.48 | #NAME? | #NAME? | #NAME? | Air | R | Later | 0 |  | NA | NA |  | NA | NA | NA | NA | NA | NA | NA | NA | NA | NA | NA | Later
YCU1 | YCOR | 1 | UND | N | B | NA | I | 1e-06 | 0.1 | 0 | Later | Later | NA | NA | NA | 0.1 | 0.1 | 1 | 0 | 0 | 0 | #NAME? | 2/C | #NAME? | 500 | #NAME? | #NAME? | Later | 2.3 | Later | N | 1 | B | #NAME? | NA | #NAME? | 1 | #NAME? | 40 | #NAME? | 12 | 1100% | 0.48 | #NAME? | #NAME? | #NAME? | Air | R | Later | 0 |  | NA | NA |  | NA | NA | NA | NA | NA | NA | NA | NA | NA | NA | NA | Later
QD2 | QUAD | 1 | UND | N | U | NA | I | 1e-06 | 0.51667 | 0 | Later | Later | NA | NA | NA | 3.1 | 3.1 | 6 | 0 | 0 | 0 | #NAME? | 2/C | #NAME? | 500 | #NAME? | #NAME? | Later | 2.3 | Later | N | 1 | U | #NAME? | NA | #NAME? | 6 | #NAME? | 40 | #NAME? | 12 | 100% | 0.48 | #NAME? | #NAME? | #NAME? | Air | R | Later | 0 |  | NA | NA |  | NA | NA | NA | NA | NA | NA | NA | NA | NA | NA | NA | Later
XCU2 | XCOR | 1 | UND | N | B | NA | I | 1e-06 | 0.1 | 0 | Later | Later | NA | NA | NA | 0.1 | 0.1 | 1 | 0 | 0 | 0 | #NAME? | 2/C | #NAME? | 500 | #NAME? | #NAME? | Later | 2.3 | Later | N | 1 | B | #NAME? | NA | #NAME? | 1 | #NAME? | 40 | #NAME? | 12 | 1100% | 0.48 | #NAME? | #NAME? | #NAME? | Air | R | Later | 0 |  | NA | NA |  | NA | NA | NA | NA | NA | NA | NA | NA | NA | NA | NA | Later
YCU2 | YCOR | 1 | UND | N | B | NA | I | 1e-06 | 0.1 | 0 | Later | Later | NA | NA | NA | 0.1 | 0.1 | 1 | 0 | 0 | 0 | #NAME? | 2/C | #NAME? | 500 | #NAME? | #NAME? | Later | 2.3 | Later | N | 1 | B | #NAME? | NA | #NAME? | 1 | #NAME? | 40 | #NAME? | 12 | 1100% | 0.48 | #NAME? | #NAME? | #NAME? | Air | R | Later | 0 |  | NA | NA |  | NA | NA | NA | NA | NA | NA | NA | NA | NA | NA | NA | Later
QF3 | QUAD | 1 | UND | N | U | NA | I | 1e-06 | 0.51667 | 0 | Later | Later | NA | NA | NA | 3.1 | 3.1 | 6 | 0 | 0 | 0 | #NAME? | 2/C | #NAME? | 500 | #NAME? | #NAME? | Later | 2.3 | Later | N | 1 | U | #NAME? | NA | #NAME? | 6 | #NAME? | 40 | #NAME? | 12 | 100% | 0.48 | #NAME? | #NAME? | #NAME? | Air | R | Later | 0 |  | NA | NA |  | NA | NA | NA | NA | NA | NA | NA | NA | NA | NA | NA | Later
XCU3 | XCOR | 1 | UND | N | B | NA | I | 1e-06 | 0.1 | 0 | Later | Later | NA | NA | NA | 0.1 | 0.1 | 1 | 0 | 0 | 0 | #NAME? | 2/C | #NAME? | 500 | #NAME? | #NAME? | Later | 2.3 | Later | N | 1 | B | #NAME? | NA | #NAME? | 1 | #NAME? | 40 | #NAME? | 12 | 1100% | 0.48 | #NAME? | #NAME? | #NAME? | Air | R | Later | 0 |  | NA | NA |  | NA | NA | NA | NA | NA | NA | NA | NA | NA | NA | NA | Later
YCU3 | YCOR | 1 | UND | N | B | NA | I | 1e-06 | 0.1 | 0 | Later | Later | NA | NA | NA | 0.1 | 0.1 | 1 | 0 | 0 | 0 | #NAME? | 2/C | #NAME? | 500 | #NAME? | #NAME? | Later | 2.3 | Later | N | 1 | B | #NAME? | NA | #NAME? | 1 | #NAME? | 40 | #NAME? | 12 | 1100% | 0.48 | #NAME? | #NAME? | #NAME? | Air | R | Later | 0 |  | NA | NA |  | NA | NA | NA | NA | NA | NA | NA | NA | NA | NA | NA | Later
QD4 | QUAD | 1 | UND | N | U | NA | I | 1e-06 | 0.51667 | 0 | Later | Later | NA | NA | NA | 3.1 | 3.1 | 6 | 0 | 0 | 0 | #NAME? | 2/C | #NAME? | 500 | #NAME? | #NAME? | Later | 2.3 | Later | N | 1 | U | #NAME? | NA | #NAME? | 6 | #NAME? | 40 | #NAME? | 12 | 100% | 0.48 | #NAME? | #NAME? | #NAME? | Air | R | Later | 0 |  | NA | NA |  | NA | NA | NA | NA | NA | NA | NA | NA | NA | NA | NA | Later
XCU4 | XCOR | 1 | UND | N | B | NA | I | 1e-06 | 0.1 | 0 | Later | Later | NA | NA | NA | 0.1 | 0.1 | 1 | 0 | 0 | 0 | #NAME? | 2/C | #NAME? | 500 | #NAME? | #NAME? | Later | 2.3 | Later | N | 1 | B | #NAME? | NA | #NAME? | 1 | #NAME? | 40 | #NAME? | 12 | 1100% | 0.48 | #NAME? | #NAME? | #NAME? | Air | R | Later | 0 |  | NA | NA |  | NA | NA | NA | NA | NA | NA | NA | NA | NA | NA | NA | Later
YCU4 | YCOR | 1 | UND | N | B | NA | I | 1e-06 | 0.1 | 0 | Later | Later | NA | NA | NA | 0.1 | 0.1 | 1 | 0 | 0 | 0 | #NAME? | 2/C | #NAME? | 500 | #NAME? | #NAME? | Later | 2.3 | Later | N | 1 | B | #NAME? | NA | #NAME? | 1 | #NAME? | 40 | #NAME? | 12 | 1100% | 0.48 | #NAME? | #NAME? | #NAME? | Air | R | Later | 0 |  | NA | NA |  | NA | NA | NA | NA | NA | NA | NA | NA | NA | NA | NA | Later
QF5 | QUAD | 1 | UND | N | U | NA | I | 1e-06 | 0.51667 | 0 | Later | Later | NA | NA | NA | 3.1 | 3.1 | 6 | 0 | 0 | 0 | #NAME? | 2/C | #NAME? | 500 | #NAME? | #NAME? | Later | 2.3 | Later | N | 1 | U | #NAME? | NA | #NAME? | 6 | #NAME? | 40 | #NAME? | 12 | 100% | 0.48 | #NAME? | #NAME? | #NAME? | Air | R | Later | 0 |  | NA | NA |  | NA | NA | NA | NA | NA | NA | NA | NA | NA | NA | NA | Later
XCU5 | XCOR | 1 | UND | N | B | NA | I | 1e-06 | 0.1 | 0 | Later | Later | NA | NA | NA | 0.1 | 0.1 | 1 | 0 | 0 | 0 | #NAME? | 2/C | #NAME? | 500 | #NAME? | #NAME? | Later | 2.3 | Later | N | 1 | B | #NAME? | NA | #NAME? | 1 | #NAME? | 40 | #NAME? | 12 | 1100% | 0.48 | #NAME? | #NAME? | #NAME? | Air | R | Later | 0 |  | NA | NA |  | NA | NA | NA | NA | NA | NA | NA | NA | NA | NA | NA | Later
YCU5 | YCOR | 1 | UND | N | B | NA | I | 1e-06 | 0.1 | 0 | Later | Later | NA | NA | NA | 0.1 | 0.1 | 1 | 0 | 0 | 0 | #NAME? | 2/C | #NAME? | 500 | #NAME? | #NAME? | Later | 2.3 | Later | N | 1 | B | #NAME? | NA | #NAME? | 1 | #NAME? | 40 | #NAME? | 12 | 1100% | 0.48 | #NAME? | #NAME? | #NAME? | Air | R | Later | 0 |  | NA | NA |  | NA | NA | NA | NA | NA | NA | NA | NA | NA | NA | NA | Later
QD6 | QUAD | 1 | UND | N | U | NA | I | 1e-06 | 0.51667 | 0 | Later | Later | NA | NA | NA | 3.1 | 3.1 | 6 | 0 | 0 | 0 | #NAME? | 2/C | #NAME? | 500 | #NAME? | #NAME? | Later | 2.3 | Later | N | 1 | U | #NAME? | NA | #NAME? | 6 | #NAME? | 40 | #NAME? | 12 | 100% | 0.48 | #NAME? | #NAME? | #NAME? | Air | R | Later | 0 |  | NA | NA |  | NA | NA | NA | NA | NA | NA | NA | NA | NA | NA | NA | Later
XCU6 | XCOR | 1 | UND | N | B | NA | I | 1e-06 | 0.1 | 0 | Later | Later | NA | NA | NA | 0.1 | 0.1 | 1 | 0 | 0 | 0 | #NAME? | 2/C | #NAME? | 500 | #NAME? | #NAME? | Later | 2.3 | Later | N | 1 | B | #NAME? | NA | #NAME? | 1 | #NAME? | 40 | #NAME? | 12 | 1100% | 0.48 | #NAME? | #NAME? | #NAME? | Air | R | Later | 0 |  | NA | NA |  | NA | NA | NA | NA | NA | NA | NA | NA | NA | NA | NA | Later
YCU6 | YCOR | 1 | UND | N | B | NA | I | 1e-06 | 0.1 | 0 | Later | Later | NA | NA | NA | 0.1 | 0.1 | 1 | 0 | 0 | 0 | #NAME? | 2/C | #NAME? | 500 | #NAME? | #NAME? | Later | 2.3 | Later | N | 1 | B | #NAME? | NA | #NAME? | 1 | #NAME? | 40 | #NAME? | 12 | 1100% | 0.48 | #NAME? | #NAME? | #NAME? | Air | R | Later | 0 |  | NA | NA |  | NA | NA | NA | NA | NA | NA | NA | NA | NA | NA | NA | Later
QF7 | QUAD | 1 | UND | N | U | NA | I | 1e-06 | 0.51667 | 0 | Later | Later | NA | NA | NA | 3.1 | 3.1 | 6 | 0 | 0 | 0 | #NAME? | 2/C | #NAME? | 500 | #NAME? | #NAME? | Later | 2.3 | Later | N | 1 | U | #NAME? | NA | #NAME? | 6 | #NAME? | 40 | #NAME? | 12 | 100% | 0.48 | #NAME? | #NAME? | #NAME? | Air | R | Later | 0 |  | NA | NA |  | NA | NA | NA | NA | NA | NA | NA | NA | NA | NA | NA | Later
XCU7 | XCOR | 1 | UND | N | B | NA | I | 1e-06 | 0.1 | 0 | Later | Later | NA | NA | NA | 0.1 | 0.1 | 1 | 0 | 0 | 0 | #NAME? | 2/C | #NAME? | 500 | #NAME? | #NAME? | Later | 2.3 | Later | N | 1 | B | #NAME? | NA | #NAME? | 1 | #NAME? | 40 | #NAME? | 12 | 1100% | 0.48 | #NAME? | #NAME? | #NAME? | Air | R | Later | 0 |  | NA | NA |  | NA | NA | NA | NA | NA | NA | NA | NA | NA | NA | NA | Later
YCU7 | YCOR | 1 | UND | N | B | NA | I | 1e-06 | 0.1 | 0 | Later | Later | NA | NA | NA | 0.1 | 0.1 | 1 | 0 | 0 | 0 | #NAME? | 2/C | #NAME? | 500 | #NAME? | #NAME? | Later | 2.3 | Later | N | 1 | B | #NAME? | NA | #NAME? | 1 | #NAME? | 40 | #NAME? | 12 | 1100% | 0.48 | #NAME? | #NAME? | #NAME? | Air | R | Later | 0 |  | NA | NA |  | NA | NA | NA | NA | NA | NA | NA | NA | NA | NA | NA | Later
QD8 | QUAD | 1 | UND | N | U | NA | I | 1e-06 | 0.51667 | 0 | Later | Later | NA | NA | NA | 3.1 | 3.1 | 6 | 0 | 0 | 0 | #NAME? | 2/C | #NAME? | 500 | #NAME? | #NAME? | Later | 2.3 | Later | N | 1 | U | #NAME? | NA | #NAME? | 6 | #NAME? | 40 | #NAME? | 12 | 100% | 0.48 | #NAME? | #NAME? | #NAME? | Air | R | Later | 0 |  | NA | NA |  | NA | NA | NA | NA | NA | NA | NA | NA | NA | NA | NA | Later
XCU8 | XCOR | 1 | UND | N | B | NA | I | 1e-06 | 0.1 | 0 | Later | Later | NA | NA | NA | 0.1 | 0.1 | 1 | 0 | 0 | 0 | #NAME? | 2/C | #NAME? | 500 | #NAME? | #NAME? | Later | 2.3 | Later | N | 1 | B | #NAME? | NA | #NAME? | 1 | #NAME? | 40 | #NAME? | 12 | 1100% | 0.48 | #NAME? | #NAME? | #NAME? | Air | R | Later | 0 |  | NA | NA |  | NA | NA | NA | NA | NA | NA | NA | NA | NA | NA | NA | Later
YCU8 | YCOR | 1 | UND | N | B | NA | I | 1e-06 | 0.1 | 0 | Later | Later | NA | NA | NA | 0.1 | 0.1 | 1 | 0 | 0 | 0 | #NAME? | 2/C | #NAME? | 500 | #NAME? | #NAME? | Later | 2.3 | Later | N | 1 | B | #NAME? | NA | #NAME? | 1 | #NAME? | 40 | #NAME? | 12 | 1100% | 0.48 | #NAME? | #NAME? | #NAME? | Air | R | Later | 0 |  | NA | NA |  | NA | NA | NA | NA | NA | NA | NA | NA | NA | NA | NA | Later
QF9 | QUAD | 1 | UND | N | U | NA | I | 1e-06 | 0.51667 | 0 | Later | Later | NA | NA | NA | 3.1 | 3.1 | 6 | 0 | 0 | 0 | #NAME? | 2/C | #NAME? | 500 | #NAME? | #NAME? | Later | 2.3 | Later | N | 1 | U | #NAME? | NA | #NAME? | 6 | #NAME? | 40 | #NAME? | 12 | 100% | 0.48 | #NAME? | #NAME? | #NAME? | Air | R | Later | 0 |  | NA | NA |  | NA | NA | NA | NA | NA | NA | NA | NA | NA | NA | NA | Later
XCU9 | XCOR | 1 | UND | N | B | NA | I | 1e-06 | 0.1 | 0 | Later | Later | NA | NA | NA | 0.1 | 0.1 | 1 | 0 | 0 | 0 | #NAME? | 2/C | #NAME? | 500 | #NAME? | #NAME? | Later | 2.3 | Later | N | 1 | B | #NAME? | NA | #NAME? | 1 | #NAME? | 40 | #NAME? | 12 | 1100% | 0.48 | #NAME? | #NAME? | #NAME? | Air | R | Later | 0 |  | NA | NA |  | NA | NA | NA | NA | NA | NA | NA | NA | NA | NA | NA | Later
YCU9 | YCOR | 1 | UND | N | B | NA | I | 1e-06 | 0.1 | 0 | Later | Later | NA | NA | NA | 0.1 | 0.1 | 1 | 0 | 0 | 0 | #NAME? | 2/C | #NAME? | 500 | #NAME? | #NAME? | Later | 2.3 | Later | N | 1 | B | #NAME? | NA | #NAME? | 1 | #NAME? | 40 | #NAME? | 12 | 1100% | 0.48 | #NAME? | #NAME? | #NAME? | Air | R | Later | 0 |  | NA | NA |  | NA | NA | NA | NA | NA | NA | NA | NA | NA | NA | NA | Later
QD10 | QUAD | 1 | UND | N | U | NA | I | 1e-06 | 0.51667 | 0 | Later | Later | NA | NA | NA | 3.1 | 3.1 | 6 | 0 | 0 | 0 | #NAME? | 2/C | #NAME? | 500 | #NAME? | #NAME? | Later | 2.3 | Later | N | 1 | U | #NAME? | NA | #NAME? | 6 | #NAME? | 40 | #NAME? | 12 | 100% | 0.48 | #NAME? | #NAME? | #NAME? | Air | R | Later | 0 |  | NA | NA |  | NA | NA | NA | NA | NA | NA | NA | NA | NA | NA | NA | Later
XCU10 | XCOR | 1 | UND | N | B | NA | I | 1e-06 | 0.1 | 0 | Later | Later | NA | NA | NA | 0.1 | 0.1 | 1 | 0 | 0 | 0 | #NAME? | 2/C | #NAME? | 500 | #NAME? | #NAME? | Later | 2.3 | Later | N | 1 | B | #NAME? | NA | #NAME? | 1 | #NAME? | 40 | #NAME? | 12 | 1100% | 0.48 | #NAME? | #NAME? | #NAME? | Air | R | Later | 0 |  | NA | NA |  | NA | NA | NA | NA | NA | NA | NA | NA | NA | NA | NA | Later
YCU10 | YCOR | 1 | UND | N | B | NA | I | 1e-06 | 0.1 | 0 | Later | Later | NA | NA | NA | 0.1 | 0.1 | 1 | 0 | 0 | 0 | #NAME? | 2/C | #NAME? | 500 | #NAME? | #NAME? | Later | 2.3 | Later | N | 1 | B | #NAME? | NA | #NAME? | 1 | #NAME? | 40 | #NAME? | 12 | 1100% | 0.48 | #NAME? | #NAME? | #NAME? | Air | R | Later | 0 |  | NA | NA |  | NA | NA | NA | NA | NA | NA | NA | NA | NA | NA | NA | Later
QF11 | QUAD | 1 | UND | N | U | NA | I | 1e-06 | 0.51667 | 0 | Later | Later | NA | NA | NA | 3.1 | 3.1 | 6 | 0 | 0 | 0 | #NAME? | 2/C | #NAME? | 500 | #NAME? | #NAME? | Later | 2.3 | Later | N | 1 | U | #NAME? | NA | #NAME? | 6 | #NAME? | 40 | #NAME? | 12 | 100% | 0.48 | #NAME? | #NAME? | #NAME? | Air | R | Later | 0 |  | NA | NA |  | NA | NA | NA | NA | NA | NA | NA | NA | NA | NA | NA | Later
XCU11 | XCOR | 1 | UND | N | B | NA | I | 1e-06 | 0.1 | 0 | Later | Later | NA | NA | NA | 0.1 | 0.1 | 1 | 0 | 0 | 0 | #NAME? | 2/C | #NAME? | 500 | #NAME? | #NAME? | Later | 2.3 | Later | N | 1 | B | #NAME? | NA | #NAME? | 1 | #NAME? | 40 | #NAME? | 12 | 1100% | 0.48 | #NAME? | #NAME? | #NAME? | Air | R | Later | 0 |  | NA | NA |  | NA | NA | NA | NA | NA | NA | NA | NA | NA | NA | NA | Later
YCU11 | YCOR | 1 | UND | N | B | NA | I | 1e-06 | 0.1 | 0 | Later | Later | NA | NA | NA | 0.1 | 0.1 | 1 | 0 | 0 | 0 | #NAME? | 2/C | #NAME? | 500 | #NAME? | #NAME? | Later | 2.3 | Later | N | 1 | B | #NAME? | NA | #NAME? | 1 | #NAME? | 40 | #NAME? | 12 | 1100% | 0.48 | #NAME? | #NAME? | #NAME? | Air | R | Later | 0 |  | NA | NA |  | NA | NA | NA | NA | NA | NA | NA | NA | NA | NA | NA | Later
QD12 | QUAD | 1 | UND | N | U | NA | I | 1e-06 | 0.51667 | 0 | Later | Later | NA | NA | NA | 3.1 | 3.1 | 6 | 0 | 0 | 0 | #NAME? | 2/C | #NAME? | 500 | #NAME? | #NAME? | Later | 2.3 | Later | N | 1 | U | #NAME? | NA | #NAME? | 6 | #NAME? | 40 | #NAME? | 12 | 100% | 0.48 | #NAME? | #NAME? | #NAME? | Air | R | Later | 0 |  | NA | NA |  | NA | NA | NA | NA | NA | NA | NA | NA | NA | NA | NA | Later
XCU12 | XCOR | 1 | UND | N | B | NA | I | 1e-06 | 0.1 | 0 | Later | Later | NA | NA | NA | 0.1 | 0.1 | 1 | 0 | 0 | 0 | #NAME? | 2/C | #NAME? | 500 | #NAME? | #NAME? | Later | 2.3 | Later | N | 1 | B | #NAME? | NA | #NAME? | 1 | #NAME? | 40 | #NAME? | 12 | 1100% | 0.48 | #NAME? | #NAME? | #NAME? | Air | R | Later | 0 |  | NA | NA |  | NA | NA | NA | NA | NA | NA | NA | NA | NA | NA | NA | Later
YCU12 | YCOR | 1 | UND | N | B | NA | I | 1e-06 | 0.1 | 0 | Later | Later | NA | NA | NA | 0.1 | 0.1 | 1 | 0 | 0 | 0 | #NAME? | 2/C | #NAME? | 500 | #NAME? | #NAME? | Later | 2.3 | Later | N | 1 | B | #NAME? | NA | #NAME? | 1 | #NAME? | 40 | #NAME? | 12 | 1100% | 0.48 | #NAME? | #NAME? | #NAME? | Air | R | Later | 0 |  | NA | NA |  | NA | NA | NA | NA | NA | NA | NA | NA | NA | NA | NA | Later
QF13 | QUAD | 1 | UND | N | U | NA | I | 1e-06 | 0.51667 | 0 | Later | Later | NA | NA | NA | 3.1 | 3.1 | 6 | 0 | 0 | 0 | #NAME? | 2/C | #NAME? | 500 | #NAME? | #NAME? | Later | 2.3 | Later | N | 1 | U | #NAME? | NA | #NAME? | 6 | #NAME? | 40 | #NAME? | 12 | 100% | 0.48 | #NAME? | #NAME? | #NAME? | Air | R | Later | 0 |  | NA | NA |  | NA | NA | NA | NA | NA | NA | NA | NA | NA | NA | NA | Later
XCU13 | XCOR | 1 | UND | N | B | NA | I | 1e-06 | 0.1 | 0 | Later | Later | NA | NA | NA | 0.1 | 0.1 | 1 | 0 | 0 | 0 | #NAME? | 2/C | #NAME? | 500 | #NAME? | #NAME? | Later | 2.3 | Later | N | 1 | B | #NAME? | NA | #NAME? | 1 | #NAME? | 40 | #NAME? | 12 | 1100% | 0.48 | #NAME? | #NAME? | #NAME? | Air | R | Later | 0 |  | NA | NA |  | NA | NA | NA | NA | NA | NA | NA | NA | NA | NA | NA | Later
YCU13 | YCOR | 1 | UND | N | B | NA | I | 1e-06 | 0.1 | 0 | Later | Later | NA | NA | NA | 0.1 | 0.1 | 1 | 0 | 0 | 0 | #NAME? | 2/C | #NAME? | 500 | #NAME? | #NAME? | Later | 2.3 | Later | N | 1 | B | #NAME? | NA | #NAME? | 1 | #NAME? | 40 | #NAME? | 12 | 1100% | 0.48 | #NAME? | #NAME? | #NAME? | Air | R | Later | 0 |  | NA | NA |  | NA | NA | NA | NA | NA | NA | NA | NA | NA | NA | NA | Later
QD14 | QUAD | 1 | UND | N | U | NA | I | 1e-06 | 0.51667 | 0 | Later | Later | NA | NA | NA | 3.1 | 3.1 | 6 | 0 | 0 | 0 | #NAME? | 2/C | #NAME? | 500 | #NAME? | #NAME? | Later | 2.3 | Later | N | 1 | U | #NAME? | NA | #NAME? | 6 | #NAME? | 40 | #NAME? | 12 | 100% | 0.48 | #NAME? | #NAME? | #NAME? | Air | R | Later | 0 |  | NA | NA |  | NA | NA | NA | NA | NA | NA | NA | NA | NA | NA | NA | Later
XCU14 | XCOR | 1 | UND | N | B | NA | I | 1e-06 | 0.1 | 0 | Later | Later | NA | NA | NA | 0.1 | 0.1 | 1 | 0 | 0 | 0 | #NAME? | 2/C | #NAME? | 500 | #NAME? | #NAME? | Later | 2.3 | Later | N | 1 | B | #NAME? | NA | #NAME? | 1 | #NAME? | 40 | #NAME? | 12 | 1100% | 0.48 | #NAME? | #NAME? | #NAME? | Air | R | Later | 0 |  | NA | NA |  | NA | NA | NA | NA | NA | NA | NA | NA | NA | NA | NA | Later
YCU14 | YCOR | 1 | UND | N | B | NA | I | 1e-06 | 0.1 | 0 | Later | Later | NA | NA | NA | 0.1 | 0.1 | 1 | 0 | 0 | 0 | #NAME? | 2/C | #NAME? | 500 | #NAME? | #NAME? | Later | 2.3 | Later | N | 1 | B | #NAME? | NA | #NAME? | 1 | #NAME? | 40 | #NAME? | 12 | 1100% | 0.48 | #NAME? | #NAME? | #NAME? | Air | R | Later | 0 |  | NA | NA |  | NA | NA | NA | NA | NA | NA | NA | NA | NA | NA | NA | Later
QF15 | QUAD | 1 | UND | N | U | NA | I | 1e-06 | 0.51667 | 0 | Later | Later | NA | NA | NA | 3.1 | 3.1 | 6 | 0 | 0 | 0 | #NAME? | 2/C | #NAME? | 500 | #NAME? | #NAME? | Later | 2.3 | Later | N | 1 | U | #NAME? | NA | #NAME? | 6 | #NAME? | 40 | #NAME? | 12 | 100% | 0.48 | #NAME? | #NAME? | #NAME? | Air | R | Later | 0 |  | NA | NA |  | NA | NA | NA | NA | NA | NA | NA | NA | NA | NA | NA | Later
XCU15 | XCOR | 1 | UND | N | B | NA | I | 1e-06 | 0.1 | 0 | Later | Later | NA | NA | NA | 0.1 | 0.1 | 1 | 0 | 0 | 0 | #NAME? | 2/C | #NAME? | 500 | #NAME? | #NAME? | Later | 2.3 | Later | N | 1 | B | #NAME? | NA | #NAME? | 1 | #NAME? | 40 | #NAME? | 12 | 1100% | 0.48 | #NAME? | #NAME? | #NAME? | Air | R | Later | 0 |  | NA | NA |  | NA | NA | NA | NA | NA | NA | NA | NA | NA | NA | NA | Later
YCU15 | YCOR | 1 | UND | N | B | NA | I | 1e-06 | 0.1 | 0 | Later | Later | NA | NA | NA | 0.1 | 0.1 | 1 | 0 | 0 | 0 | #NAME? | 2/C | #NAME? | 500 | #NAME? | #NAME? | Later | 2.3 | Later | N | 1 | B | #NAME? | NA | #NAME? | 1 | #NAME? | 40 | #NAME? | 12 | 1100% | 0.48 | #NAME? | #NAME? | #NAME? | Air | R | Later | 0 |  | NA | NA |  | NA | NA | NA | NA | NA | NA | NA | NA | NA | NA | NA | Later
QD16 | QUAD | 1 | UND | N | U | NA | I | 1e-06 | 0.51667 | 0 | Later | Later | NA | NA | NA | 3.1 | 3.1 | 6 | 0 | 0 | 0 | #NAME? | 2/C | #NAME? | 500 | #NAME? | #NAME? | Later | 2.3 | Later | N | 1 | U | #NAME? | NA | #NAME? | 6 | #NAME? | 40 | #NAME? | 12 | 100% | 0.48 | #NAME? | #NAME? | #NAME? | Air | R | Later | 0 |  | NA | NA |  | NA | NA | NA | NA | NA | NA | NA | NA | NA | NA | NA | Later
XCU16 | XCOR | 1 | UND | N | B | NA | I | 1e-06 | 0.1 | 0 | Later | Later | NA | NA | NA | 0.1 | 0.1 | 1 | 0 | 0 | 0 | #NAME? | 2/C | #NAME? | 500 | #NAME? | #NAME? | Later | 2.3 | Later | N | 1 | B | #NAME? | NA | #NAME? | 1 | #NAME? | 40 | #NAME? | 12 | 1100% | 0.48 | #NAME? | #NAME? | #NAME? | Air | R | Later | 0 |  | NA | NA |  | NA | NA | NA | NA | NA | NA | NA | NA | NA | NA | NA | Later
YCU16 | YCOR | 1 | UND | N | B | NA | I | 1e-06 | 0.1 | 0 | Later | Later | NA | NA | NA | 0.1 | 0.1 | 1 | 0 | 0 | 0 | #NAME? | 2/C | #NAME? | 500 | #NAME? | #NAME? | Later | 2.3 | Later | N | 1 | B | #NAME? | NA | #NAME? | 1 | #NAME? | 40 | #NAME? | 12 | 1100% | 0.48 | #NAME? | #NAME? | #NAME? | Air | R | Later | 0 |  | NA | NA |  | NA | NA | NA | NA | NA | NA | NA | NA | NA | NA | NA | Later
QF17 | QUAD | 1 | UND | N | U | NA | I | 1e-06 | 0.51667 | 0 | Later | Later | NA | NA | NA | 3.1 | 3.1 | 6 | 0 | 0 | 0 | #NAME? | 2/C | #NAME? | 500 | #NAME? | #NAME? | Later | 2.3 | Later | N | 1 | U | #NAME? | NA | #NAME? | 6 | #NAME? | 40 | #NAME? | 12 | 100% | 0.48 | #NAME? | #NAME? | #NAME? | Air | R | Later | 0 |  | NA | NA |  | NA | NA | NA | NA | NA | NA | NA | NA | NA | NA | NA | Later
XCU17 | XCOR | 1 | UND | N | B | NA | I | 1e-06 | 0.1 | 0 | Later | Later | NA | NA | NA | 0.1 | 0.1 | 1 | 0 | 0 | 0 | #NAME? | 2/C | #NAME? | 500 | #NAME? | #NAME? | Later | 3.1 | Later | N | 1 | B | #NAME? | NA | #NAME? | 1 | #NAME? | 40 | #NAME? | 12 | 1100% | 0.48 | #NAME? | #NAME? | #NAME? | Air | R | Later | 0 |  | NA | NA |  | NA | NA | NA | NA | NA | NA | NA | NA | NA | NA | NA | Later
YCU17 | YCOR | 1 | UND | N | B | NA | I | 1e-06 | 0.1 | 0 | Later | Later | NA | NA | NA | 0.1 | 0.1 | 1 | 0 | 0 | 0 | #NAME? | 2/C | #NAME? | 500 | #NAME? | #NAME? | Later | 3.1 | Later | N | 1 | B | #NAME? | NA | #NAME? | 1 | #NAME? | 40 | #NAME? | 12 | 1100% | 0.48 | #NAME? | #NAME? | #NAME? | Air | R | Later | 0 |  | NA | NA |  | NA | NA | NA | NA | NA | NA | NA | NA | NA | NA | NA | Later
QD18 | QUAD | 1 | UND | N | U | NA | I | 1e-06 | 0.51667 | 0 | Later | Later | NA | NA | NA | 3.1 | 3.1 | 6 | 0 | 0 | 0 | #NAME? | 2/C | #NAME? | 500 | #NAME? | #NAME? | Later | 3.1 | Later | N | 1 | U | #NAME? | NA | #NAME? | 6 | #NAME? | 40 | #NAME? | 12 | 100% | 0.48 | #NAME? | #NAME? | #NAME? | Air | R | Later | 0 |  | NA | NA |  | NA | NA | NA | NA | NA | NA | NA | NA | NA | NA | NA | Later
XCU18 | XCOR | 1 | UND | N | B | NA | I | 1e-06 | 0.1 | 0 | Later | Later | NA | NA | NA | 0.1 | 0.1 | 1 | 0 | 0 | 0 | #NAME? | 2/C | #NAME? | 500 | #NAME? | #NAME? | Later | 3.1 | Later | N | 1 | B | #NAME? | NA | #NAME? | 1 | #NAME? | 40 | #NAME? | 12 | 1100% | 0.48 | #NAME? | #NAME? | #NAME? | Air | R | Later | 0 |  | NA | NA |  | NA | NA | NA | NA | NA | NA | NA | NA | NA | NA | NA | Later
YCU18 | YCOR | 1 | UND | N | B | NA | I | 1e-06 | 0.1 | 0 | Later | Later | NA | NA | NA | 0.1 | 0.1 | 1 | 0 | 0 | 0 | #NAME? | 2/C | #NAME? | 500 | #NAME? | #NAME? | Later | 3.1 | Later | N | 1 | B | #NAME? | NA | #NAME? | 1 | #NAME? | 40 | #NAME? | 12 | 1100% | 0.48 | #NAME? | #NAME? | #NAME? | Air | R | Later | 0 |  | NA | NA |  | NA | NA | NA | NA | NA | NA | NA | NA | NA | NA | NA | Later
QF19 | QUAD | 1 | UND | N | U | NA | I | 1e-06 | 0.51667 | 0 | Later | Later | NA | NA | NA | 3.1 | 3.1 | 6 | 0 | 0 | 0 | #NAME? | 2/C | #NAME? | 500 | #NAME? | #NAME? | Later | 3.1 | Later | N | 1 | U | #NAME? | NA | #NAME? | 6 | #NAME? | 40 | #NAME? | 12 | 100% | 0.48 | #NAME? | #NAME? | #NAME? | Air | R | Later | 0 |  | NA | NA |  | NA | NA | NA | NA | NA | NA | NA | NA | NA | NA | NA | Later
XCU19 | XCOR | 1 | UND | N | B | NA | I | 1e-06 | 0.1 | 0 | Later | Later | NA | NA | NA | 0.1 | 0.1 | 1 | 0 | 0 | 0 | #NAME? | 2/C | #NAME? | 500 | #NAME? | #NAME? | Later | 3.1 | Later | N | 1 | B | #NAME? | NA | #NAME? | 1 | #NAME? | 40 | #NAME? | 12 | 1100% | 0.48 | #NAME? | #NAME? | #NAME? | Air | R | Later | 0 |  | NA | NA |  | NA | NA | NA | NA | NA | NA | NA | NA | NA | NA | NA | Later
YCU19 | YCOR | 1 | UND | N | B | NA | I | 1e-06 | 0.1 | 0 | Later | Later | NA | NA | NA | 0.1 | 0.1 | 1 | 0 | 0 | 0 | #NAME? | 2/C | #NAME? | 500 | #NAME? | #NAME? | Later | 3.1 | Later | N | 1 | B | #NAME? | NA | #NAME? | 1 | #NAME? | 40 | #NAME? | 12 | 1100% | 0.48 | #NAME? | #NAME? | #NAME? | Air | R | Later | 0 |  | NA | NA |  | NA | NA | NA | NA | NA | NA | NA | NA | NA | NA | NA | Later
QD20 | QUAD | 1 | UND | N | U | NA | I | 1e-06 | 0.51667 | 0 | Later | Later | NA | NA | NA | 3.1 | 3.1 | 6 | 0 | 0 | 0 | #NAME? | 2/C | #NAME? | 500 | #NAME? | #NAME? | Later | 3.1 | Later | N | 1 | U | #NAME? | NA | #NAME? | 6 | #NAME? | 40 | #NAME? | 12 | 100% | 0.48 | #NAME? | #NAME? | #NAME? | Air | R | Later | 0 |  | NA | NA |  | NA | NA | NA | NA | NA | NA | NA | NA | NA | NA | NA | Later
XCU20 | XCOR | 1 | UND | N | B | NA | I | 1e-06 | 0.1 | 0 | Later | Later | NA | NA | NA | 0.1 | 0.1 | 1 | 0 | 0 | 0 | #NAME? | 2/C | #NAME? | 500 | #NAME? | #NAME? | Later | 3.1 | Later | N | 1 | B | #NAME? | NA | #NAME? | 1 | #NAME? | 40 | #NAME? | 12 | 1100% | 0.48 | #NAME? | #NAME? | #NAME? | Air | R | Later | 0 |  | NA | NA |  | NA | NA | NA | NA | NA | NA | NA | NA | NA | NA | NA | Later
YCU20 | YCOR | 1 | UND | N | B | NA | I | 1e-06 | 0.1 | 0 | Later | Later | NA | NA | NA | 0.1 | 0.1 | 1 | 0 | 0 | 0 | #NAME? | 2/C | #NAME? | 500 | #NAME? | #NAME? | Later | 3.1 | Later | N | 1 | B | #NAME? | NA | #NAME? | 1 | #NAME? | 40 | #NAME? | 12 | 1100% | 0.48 | #NAME? | #NAME? | #NAME? | Air | R | Later | 0 |  | NA | NA |  | NA | NA | NA | NA | NA | NA | NA | NA | NA | NA | NA | Later
QF21 | QUAD | 1 | UND | N | U | NA | I | 1e-06 | 0.51667 | 0 | Later | Later | NA | NA | NA | 3.1 | 3.1 | 6 | 0 | 0 | 0 | #NAME? | 2/C | #NAME? | 500 | #NAME? | #NAME? | Later | 3.1 | Later | N | 1 | U | #NAME? | NA | #NAME? | 6 | #NAME? | 40 | #NAME? | 12 | 100% | 0.48 | #NAME? | #NAME? | #NAME? | Air | R | Later | 0 |  | NA | NA |  | NA | NA | NA | NA | NA | NA | NA | NA | NA | NA | NA | Later
XCU21 | XCOR | 1 | UND | N | B | NA | I | 1e-06 | 0.1 | 0 | Later | Later | NA | NA | NA | 0.1 | 0.1 | 1 | 0 | 0 | 0 | #NAME? | 2/C | #NAME? | 500 | #NAME? | #NAME? | Later | 3.1 | Later | N | 1 | B | #NAME? | NA | #NAME? | 1 | #NAME? | 40 | #NAME? | 12 | 1100% | 0.48 | #NAME? | #NAME? | #NAME? | Air | R | Later | 0 |  | NA | NA |  | NA | NA | NA | NA | NA | NA | NA | NA | NA | NA | NA | Later
YCU21 | YCOR | 1 | UND | N | B | NA | I | 1e-06 | 0.1 | 0 | Later | Later | NA | NA | NA | 0.1 | 0.1 | 1 | 0 | 0 | 0 | #NAME? | 2/C | #NAME? | 500 | #NAME? | #NAME? | Later | 3.1 | Later | N | 1 | B | #NAME? | NA | #NAME? | 1 | #NAME? | 40 | #NAME? | 12 | 1100% | 0.48 | #NAME? | #NAME? | #NAME? | Air | R | Later | 0 |  | NA | NA |  | NA | NA | NA | NA | NA | NA | NA | NA | NA | NA | NA | Later
QD22 | QUAD | 1 | UND | N | U | NA | I | 1e-06 | 0.51667 | 0 | Later | Later | NA | NA | NA | 3.1 | 3.1 | 6 | 0 | 0 | 0 | #NAME? | 2/C | #NAME? | 500 | #NAME? | #NAME? | Later | 3.1 | Later | N | 1 | U | #NAME? | NA | #NAME? | 6 | #NAME? | 40 | #NAME? | 12 | 100% | 0.48 | #NAME? | #NAME? | #NAME? | Air | R | Later | 0 |  | NA | NA |  | NA | NA | NA | NA | NA | NA | NA | NA | NA | NA | NA | Later
XCU22 | XCOR | 1 | UND | N | B | NA | I | 1e-06 | 0.1 | 0 | Later | Later | NA | NA | NA | 0.1 | 0.1 | 1 | 0 | 0 | 0 | #NAME? | 2/C | #NAME? | 500 | #NAME? | #NAME? | Later | 3.1 | Later | N | 1 | B | #NAME? | NA | #NAME? | 1 | #NAME? | 40 | #NAME? | 12 | 1100% | 0.48 | #NAME? | #NAME? | #NAME? | Air | R | Later | 0 |  | NA | NA |  | NA | NA | NA | NA | NA | NA | NA | NA | NA | NA | NA | Later
YCU22 | YCOR | 1 | UND | N | B | NA | I | 1e-06 | 0.1 | 0 | Later | Later | NA | NA | NA | 0.1 | 0.1 | 1 | 0 | 0 | 0 | #NAME? | 2/C | #NAME? | 500 | #NAME? | #NAME? | Later | 3.1 | Later | N | 1 | B | #NAME? | NA | #NAME? | 1 | #NAME? | 40 | #NAME? | 12 | 1100% | 0.48 | #NAME? | #NAME? | #NAME? | Air | R | Later | 0 |  | NA | NA |  | NA | NA | NA | NA | NA | NA | NA | NA | NA | NA | NA | Later
QF23 | QUAD | 1 | UND | N | U | NA | I | 1e-06 | 0.51667 | 0 | Later | Later | NA | NA | NA | 3.1 | 3.1 | 6 | 0 | 0 | 0 | #NAME? | 2/C | #NAME? | 500 | #NAME? | #NAME? | Later | 3.1 | Later | N | 1 | U | #NAME? | NA | #NAME? | 6 | #NAME? | 40 | #NAME? | 12 | 100% | 0.48 | #NAME? | #NAME? | #NAME? | Air | R | Later | 0 |  | NA | NA |  | NA | NA | NA | NA | NA | NA | NA | NA | NA | NA | NA | Later
XCU23 | XCOR | 1 | UND | N | B | NA | I | 1e-06 | 0.1 | 0 | Later | Later | NA | NA | NA | 0.1 | 0.1 | 1 | 0 | 0 | 0 | #NAME? | 2/C | #NAME? | 500 | #NAME? | #NAME? | Later | 3.1 | Later | N | 1 | B | #NAME? | NA | #NAME? | 1 | #NAME? | 40 | #NAME? | 12 | 1100% | 0.48 | #NAME? | #NAME? | #NAME? | Air | R | Later | 0 |  | NA | NA |  | NA | NA | NA | NA | NA | NA | NA | NA | NA | NA | NA | Later
YCU23 | YCOR | 1 | UND | N | B | NA | I | 1e-06 | 0.1 | 0 | Later | Later | NA | NA | NA | 0.1 | 0.1 | 1 | 0 | 0 | 0 | #NAME? | 2/C | #NAME? | 500 | #NAME? | #NAME? | Later | 3.1 | Later | N | 1 | B | #NAME? | NA | #NAME? | 1 | #NAME? | 40 | #NAME? | 12 | 1100% | 0.48 | #NAME? | #NAME? | #NAME? | Air | R | Later | 0 |  | NA | NA |  | NA | NA | NA | NA | NA | NA | NA | NA | NA | NA | NA | Later
QD24 | QUAD | 1 | UND | N | U | NA | I | 1e-06 | 0.51667 | 0 | Later | Later | NA | NA | NA | 3.1 | 3.1 | 6 | 0 | 0 | 0 | #NAME? | 2/C | #NAME? | 500 | #NAME? | #NAME? | Later | 3.1 | Later | N | 1 | U | #NAME? | NA | #NAME? | 6 | #NAME? | 40 | #NAME? | 12 | 100% | 0.48 | #NAME? | #NAME? | #NAME? | Air | R | Later | 0 |  | NA | NA |  | NA | NA | NA | NA | NA | NA | NA | NA | NA | NA | NA | Later
XCU24 | XCOR | 1 | UND | N | B | NA | I | 1e-06 | 0.1 | 0 | Later | Later | NA | NA | NA | 0.1 | 0.1 | 1 | 0 | 0 | 0 | #NAME? | 2/C | #NAME? | 500 | #NAME? | #NAME? | Later | 3.1 | Later | N | 1 | B | #NAME? | NA | #NAME? | 1 | #NAME? | 40 | #NAME? | 12 | 1100% | 0.48 | #NAME? | #NAME? | #NAME? | Air | R | Later | 0 |  | NA | NA |  | NA | NA | NA | NA | NA | NA | NA | NA | NA | NA | NA | Later
YCU24 | YCOR | 1 | UND | N | B | NA | I | 1e-06 | 0.1 | 0 | Later | Later | NA | NA | NA | 0.1 | 0.1 | 1 | 0 | 0 | 0 | #NAME? | 2/C | #NAME? | 500 | #NAME? | #NAME? | Later | 3.1 | Later | N | 1 | B | #NAME? | NA | #NAME? | 1 | #NAME? | 40 | #NAME? | 12 | 1100% | 0.48 | #NAME? | #NAME? | #NAME? | Air | R | Later | 0 |  | NA | NA |  | NA | NA | NA | NA | NA | NA | NA | NA | NA | NA | NA | Later
QF25 | QUAD | 1 | UND | N | U | NA | I | 1e-06 | 0.51667 | 0 | Later | Later | NA | NA | NA | 3.1 | 3.1 | 6 | 0 | 0 | 0 | #NAME? | 2/C | #NAME? | 500 | #NAME? | #NAME? | Later | 3.1 | Later | N | 1 | U | #NAME? | NA | #NAME? | 6 | #NAME? | 40 | #NAME? | 12 | 100% | 0.48 | #NAME? | #NAME? | #NAME? | Air | R | Later | 0 |  | NA | NA |  | NA | NA | NA | NA | NA | NA | NA | NA | NA | NA | NA | Later
XCU25 | XCOR | 1 | UND | N | B | NA | I | 1e-06 | 0.1 | 0 | Later | Later | NA | NA | NA | 0.1 | 0.1 | 1 | 0 | 0 | 0 | #NAME? | 2/C | #NAME? | 500 | #NAME? | #NAME? | Later | 3.1 | Later | N | 1 | B | #NAME? | NA | #NAME? | 1 | #NAME? | 40 | #NAME? | 12 | 1100% | 0.48 | #NAME? | #NAME? | #NAME? | Air | R | Later | 0 |  | NA | NA |  | NA | NA | NA | NA | NA | NA | NA | NA | NA | NA | NA | Later
YCU25 | YCOR | 1 | UND | N | B | NA | I | 1e-06 | 0.1 | 0 | Later | Later | NA | NA | NA | 0.1 | 0.1 | 1 | 0 | 0 | 0 | #NAME? | 2/C | #NAME? | 500 | #NAME? | #NAME? | Later | 3.1 | Later | N | 1 | B | #NAME? | NA | #NAME? | 1 | #NAME? | 40 | #NAME? | 12 | 1100% | 0.48 | #NAME? | #NAME? | #NAME? | Air | R | Later | 0 |  | NA | NA |  | NA | NA | NA | NA | NA | NA | NA | NA | NA | NA | NA | Later
QD26 | QUAD | 1 | UND | N | U | NA | I | 1e-06 | 0.51667 | 0 | Later | Later | NA | NA | NA | 3.1 | 3.1 | 6 | 0 | 0 | 0 | #NAME? | 2/C | #NAME? | 500 | #NAME? | #NAME? | Later | 3.1 | Later | N | 1 | U | #NAME? | NA | #NAME? | 6 | #NAME? | 40 | #NAME? | 12 | 100% | 0.48 | #NAME? | #NAME? | #NAME? | Air | R | Later | 0 |  | NA | NA |  | NA | NA | NA | NA | NA | NA | NA | NA | NA | NA | NA | Later
XCU26 | XCOR | 1 | UND | N | B | NA | I | 1e-06 | 0.1 | 0 | Later | Later | NA | NA | NA | 0.1 | 0.1 | 1 | 0 | 0 | 0 | #NAME? | 2/C | #NAME? | 500 | #NAME? | #NAME? | Later | 3.1 | Later | N | 1 | B | #NAME? | NA | #NAME? | 1 | #NAME? | 40 | #NAME? | 12 | 1100% | 0.48 | #NAME? | #NAME? | #NAME? | Air | R | Later | 0 |  | NA | NA |  | NA | NA | NA | NA | NA | NA | NA | NA | NA | NA | NA | Later
YCU26 | YCOR | 1 | UND | N | B | NA | I | 1e-06 | 0.1 | 0 | Later | Later | NA | NA | NA | 0.1 | 0.1 | 1 | 0 | 0 | 0 | #NAME? | 2/C | #NAME? | 500 | #NAME? | #NAME? | Later | 3.1 | Later | N | 1 | B | #NAME? | NA | #NAME? | 1 | #NAME? | 40 | #NAME? | 12 | 1100% | 0.48 | #NAME? | #NAME? | #NAME? | Air | R | Later | 0 |  | NA | NA |  | NA | NA | NA | NA | NA | NA | NA | NA | NA | NA | NA | Later
QF27 | QUAD | 1 | UND | N | U | NA | I | 1e-06 | 0.51667 | 0 | Later | Later | NA | NA | NA | 3.1 | 3.1 | 6 | 0 | 0 | 0 | #NAME? | 2/C | #NAME? | 500 | #NAME? | #NAME? | Later | 3.1 | Later | N | 1 | U | #NAME? | NA | #NAME? | 6 | #NAME? | 40 | #NAME? | 12 | 100% | 0.48 | #NAME? | #NAME? | #NAME? | Air | R | Later | 0 |  | NA | NA |  | NA | NA | NA | NA | NA | NA | NA | NA | NA | NA | NA | Later
XCU27 | XCOR | 1 | UND | N | B | NA | I | 1e-06 | 0.1 | 0 | Later | Later | NA | NA | NA | 0.1 | 0.1 | 1 | 0 | 0 | 0 | #NAME? | 2/C | #NAME? | 500 | #NAME? | #NAME? | Later | 3.1 | Later | N | 1 | B | #NAME? | NA | #NAME? | 1 | #NAME? | 40 | #NAME? | 12 | 1100% | 0.48 | #NAME? | #NAME? | #NAME? | Air | R | Later | 0 |  | NA | NA |  | NA | NA | NA | NA | NA | NA | NA | NA | NA | NA | NA | Later
YCU27 | YCOR | 1 | UND | N | B | NA | I | 1e-06 | 0.1 | 0 | Later | Later | NA | NA | NA | 0.1 | 0.1 | 1 | 0 | 0 | 0 | #NAME? | 2/C | #NAME? | 500 | #NAME? | #NAME? | Later | 3.1 | Later | N | 1 | B | #NAME? | NA | #NAME? | 1 | #NAME? | 40 | #NAME? | 12 | 1100% | 0.48 | #NAME? | #NAME? | #NAME? | Air | R | Later | 0 |  | NA | NA |  | NA | NA | NA | NA | NA | NA | NA | NA | NA | NA | NA | Later
QD28 | QUAD | 1 | UND | N | U | NA | I | 1e-06 | 0.51667 | 0 | Later | Later | NA | NA | NA | 3.1 | 3.1 | 6 | 0 | 0 | 0 | #NAME? | 2/C | #NAME? | 500 | #NAME? | #NAME? | Later | 3.1 | Later | N | 1 | U | #NAME? | NA | #NAME? | 6 | #NAME? | 40 | #NAME? | 12 | 100% | 0.48 | #NAME? | #NAME? | #NAME? | Air | R | Later | 0 |  | NA | NA |  | NA | NA | NA | NA | NA | NA | NA | NA | NA | NA | NA | Later
XCU28 | XCOR | 1 | UND | N | B | NA | I | 1e-06 | 0.1 | 0 | Later | Later | NA | NA | NA | 0.1 | 0.1 | 1 | 0 | 0 | 0 | #NAME? | 2/C | #NAME? | 500 | #NAME? | #NAME? | Later | 3.1 | Later | N | 1 | B | #NAME? | NA | #NAME? | 1 | #NAME? | 40 | #NAME? | 12 | 1100% | 0.48 | #NAME? | #NAME? | #NAME? | Air | R | Later | 0 |  | NA | NA |  | NA | NA | NA | NA | NA | NA | NA | NA | NA | NA | NA | Later
YCU28 | YCOR | 1 | UND | N | B | NA | I | 1e-06 | 0.1 | 0 | Later | Later | NA | NA | NA | 0.1 | 0.1 | 1 | 0 | 0 | 0 | #NAME? | 2/C | #NAME? | 500 | #NAME? | #NAME? | Later | 3.1 | Later | N | 1 | B | #NAME? | NA | #NAME? | 1 | #NAME? | 40 | #NAME? | 12 | 1100% | 0.48 | #NAME? | #NAME? | #NAME? | Air | R | Later | 0 |  | NA | NA |  | NA | NA | NA | NA | NA | NA | NA | NA | NA | NA | NA | Later
QF29 | QUAD | 1 | UND | N | U | NA | I | 1e-06 | 0.51667 | 0 | Later | Later | NA | NA | NA | 3.1 | 3.1 | 6 | 0 | 0 | 0 | #NAME? | 2/C | #NAME? | 500 | #NAME? | #NAME? | Later | 3.1 | Later | N | 1 | U | #NAME? | NA | #NAME? | 6 | #NAME? | 40 | #NAME? | 12 | 100% | 0.48 | #NAME? | #NAME? | #NAME? | Air | R | Later | 0 |  | NA | NA |  | NA | NA | NA | NA | NA | NA | NA | NA | NA | NA | NA | Later
XCU29 | XCOR | 1 | UND | N | B | NA | I | 1e-06 | 0.1 | 0 | Later | Later | NA | NA | NA | 0.1 | 0.1 | 1 | 0 | 0 | 0 | #NAME? | 2/C | #NAME? | 500 | #NAME? | #NAME? | Later | 3.1 | Later | N | 1 | B | #NAME? | NA | #NAME? | 1 | #NAME? | 40 | #NAME? | 12 | 1100% | 0.48 | #NAME? | #NAME? | #NAME? | Air | R | Later | 0 |  | NA | NA |  | NA | NA | NA | NA | NA | NA | NA | NA | NA | NA | NA | Later
YCU29 | YCOR | 1 | UND | N | B | NA | I | 1e-06 | 0.1 | 0 | Later | Later | NA | NA | NA | 0.1 | 0.1 | 1 | 0 | 0 | 0 | #NAME? | 2/C | #NAME? | 500 | #NAME? | #NAME? | Later | 3.1 | Later | N | 1 | B | #NAME? | NA | #NAME? | 1 | #NAME? | 40 | #NAME? | 12 | 1100% | 0.48 | #NAME? | #NAME? | #NAME? | Air | R | Later | 0 |  | NA | NA |  | NA | NA | NA | NA | NA | NA | NA | NA | NA | NA | NA | Later
QD30 | QUAD | 1 | UND | N | U | NA | I | 1e-06 | 0.51667 | 0 | Later | Later | NA | NA | NA | 3.1 | 3.1 | 6 | 0 | 0 | 0 | #NAME? | 2/C | #NAME? | 500 | #NAME? | #NAME? | Later | 3.1 | Later | N | 1 | U | #NAME? | NA | #NAME? | 6 | #NAME? | 40 | #NAME? | 12 | 100% | 0.48 | #NAME? | #NAME? | #NAME? | Air | R | Later | 0 |  | NA | NA |  | NA | NA | NA | NA | NA | NA | NA | NA | NA | NA | NA | Later
XCU30 | XCOR | 1 | UND | N | B | NA | I | 1e-06 | 0.1 | 0 | Later | Later | NA | NA | NA | 0.1 | 0.1 | 1 | 0 | 0 | 0 | #NAME? | 2/C | #NAME? | 500 | #NAME? | #NAME? | Later | 3.1 | Later | N | 1 | B | #NAME? | NA | #NAME? | 1 | #NAME? | 40 | #NAME? | 12 | 1100% | 0.48 | #NAME? | #NAME? | #NAME? | Air | R | Later | 0 |  | NA | NA |  | NA | NA | NA | NA | NA | NA | NA | NA | NA | NA | NA | Later
YCU30 | YCOR | 1 | UND | N | B | NA | I | 1e-06 | 0.1 | 0 | Later | Later | NA | NA | NA | 0.1 | 0.1 | 1 | 0 | 0 | 0 | #NAME? | 2/C | #NAME? | 500 | #NAME? | #NAME? | Later | 3.1 | Later | N | 1 | B | #NAME? | NA | #NAME? | 1 | #NAME? | 40 | #NAME? | 12 | 1100% | 0.48 | #NAME? | #NAME? | #NAME? | Air | R | Later | 0 |  | NA | NA |  | NA | NA | NA | NA | NA | NA | NA | NA | NA | NA | NA | Later
QF31 | QUAD | 1 | UND | N | U | NA | I | 1e-06 | 0.51667 | 0 | Later | Later | NA | NA | NA | 3.1 | 3.1 | 6 | 0 | 0 | 0 | #NAME? | 2/C | #NAME? | 500 | #NAME? | #NAME? | Later | 3.1 | Later | N | 1 | U | #NAME? | NA | #NAME? | 6 | #NAME? | 40 | #NAME? | 12 | 100% | 0.48 | #NAME? | #NAME? | #NAME? | Air | R | Later | 0 |  | NA | NA |  | NA | NA | NA | NA | NA | NA | NA | NA | NA | NA | NA | Later
XCU31 | XCOR | 1 | UND | N | B | NA | I | 1e-06 | 0.1 | 0 | Later | Later | NA | NA | NA | 0.1 | 0.1 | 1 | 0 | 0 | 0 | #NAME? | 2/C | #NAME? | 500 | #NAME? | #NAME? | Later | 3.1 | Later | N | 1 | B | #NAME? | NA | #NAME? | 1 | #NAME? | 40 | #NAME? | 12 | 1100% | 0.48 | #NAME? | #NAME? | #NAME? | Air | R | Later | 0 |  | NA | NA |  | NA | NA | NA | NA | NA | NA | NA | NA | NA | NA | NA | Later
YCU31 | YCOR | 1 | UND | N | B | NA | I | 1e-06 | 0.1 | 0 | Later | Later | NA | NA | NA | 0.1 | 0.1 | 1 | 0 | 0 | 0 | #NAME? | 2/C | #NAME? | 500 | #NAME? | #NAME? | Later | 3.1 | Later | N | 1 | B | #NAME? | NA | #NAME? | 1 | #NAME? | 40 | #NAME? | 12 | 1100% | 0.48 | #NAME? | #NAME? | #NAME? | Air | R | Later | 0 |  | NA | NA |  | NA | NA | NA | NA | NA | NA | NA | NA | NA | NA | NA | Later
QD32 | QUAD | 1 | UND | N | U | NA | I | 1e-06 | 0.51667 | 0 | Later | Later | NA | NA | NA | 3.1 | 3.1 | 6 | 0 | 0 | 0 | #NAME? | 2/C | #NAME? | 500 | #NAME? | #NAME? | Later | 3.1 | Later | N | 1 | U | #NAME? | NA | #NAME? | 6 | #NAME? | 40 | #NAME? | 12 | 100% | 0.48 | #NAME? | #NAME? | #NAME? | Air | R | Later | 0 |  | NA | NA |  | NA | NA | NA | NA | NA | NA | NA | NA | NA | NA | NA | Later
XCU32 | XCOR | 1 | UND | N | B | NA | I | 1e-06 | 0.1 | 0 | Later | Later | NA | NA | NA | 0.1 | 0.1 | 1 | 0 | 0 | 0 | #NAME? | 2/C | #NAME? | 500 | #NAME? | #NAME? | Later | 3.1 | Later | N | 1 | B | #NAME? | NA | #NAME? | 1 | #NAME? | 40 | #NAME? | 12 | 1100% | 0.48 | #NAME? | #NAME? | #NAME? | Air | R | Later | 0 |  | NA | NA |  | NA | NA | NA | NA | NA | NA | NA | NA | NA | NA | NA | Later
YCU32 | YCOR | 1 | UND | N | B | NA | I | 1e-06 | 0.1 | 0 | Later | Later | NA | NA | NA | 0.1 | 0.1 | 1 | 0 | 0 | 0 | #NAME? | 2/C | #NAME? | 500 | #NAME? | #NAME? | Later | 3.1 | Later | N | 1 | B | #NAME? | NA | #NAME? | 1 | #NAME? | 40 | #NAME? | 12 | 1100% | 0.48 | #NAME? | #NAME? | #NAME? | Air | R | Later | 0 |  | NA | NA |  | NA | NA | NA | NA | NA | NA | NA | NA | NA | NA | NA | Later
QF33 | QUAD | 1 | UND | N | U | NA | I | 1e-06 | 0.51667 | 0 | Later | Later | NA | NA | NA | 3.1 | 3.1 | 6 | 0 | 0 | 0 | #NAME? | 2/C | #NAME? | 500 | #NAME? | #NAME? | Later | 3.1 | Later | N | 1 | U | #NAME? | NA | #NAME? | 6 | #NAME? | 40 | #NAME? | 12 | 100% | 0.48 | #NAME? | #NAME? | #NAME? | Air | R | Later | 0 |  | NA | NA |  | NA | NA | NA | NA | NA | NA | NA | NA | NA | NA | NA | Later
XCU33 | XCOR | 1 | UND | N | B | NA | I | 1e-06 | 0.1 | 0 | Later | Later | NA | NA | NA | 0.1 | 0.1 | 1 | 0 | 0 | 0 | #NAME? | 2/C | #NAME? | 500 | #NAME? | #NAME? | Later | 3.1 | Later | N | 1 | B | #NAME? | NA | #NAME? | 1 | #NAME? | 40 | #NAME? | 12 | 1100% | 0.48 | #NAME? | #NAME? | #NAME? | Air | R | Later | 0 |  | NA | NA |  | NA | NA | NA | NA | NA | NA | NA | NA | NA | NA | NA | Later
YCU33 | YCOR | 1 | UND | N | B | NA | I | 1e-06 | 0.1 | 0 | Later | Later | NA | NA | NA | 0.1 | 0.1 | 1 | 0 | 0 | 0 | #NAME? | 2/C | #NAME? | 500 | #NAME? | #NAME? | Later | 3.1 | Later | N | 1 | B | #NAME? | NA | #NAME? | 1 | #NAME? | 40 | #NAME? | 12 | 1100% | 0.48 | #NAME? | #NAME? | #NAME? | Air | R | Later | 0 |  | NA | NA |  | NA | NA | NA | NA | NA | NA | NA | NA | NA | NA | NA | Later
QUE1 | QUAD | 1 | DUMP | MD | U | NA | I | 1e-06 | 1 | 0 | 250 | 5000 | NA | NA | NA | 50 | 50 | 50 | 0 | 0 | 0 | #NAME? | 1/C | #NAME? | 500 | #NAME? | #NAME? | Later | 3.1 | Later | N | 1 | U | #NAME? | NA | #NAME? | 50 | #NAME? | 80 | #NAME? | 60 | 20% | 4.8 | #NAME? | #NAME? | Intermediate | Air | R | Later | 1 |  | 2 | #NAME? |  | Later | Later | Later | Later | Later | Later | #NAME? | #NAME? | #NAME? | #NAME? | #NAME? | Later
YCUE1 | YCOR | 1 | DUMP | N | B | NA | I | 1e-06 | 1 | 0 | 100 | 1000 | NA | NA | NA | 10 | 10 | 10 | 0 | 0 | 0 | #NAME? | 2/C | #NAME? | 500 | #NAME? | #NAME? | Later | 3.1 | Later | N | 1 | B | #NAME? | NA | #NAME? | 10 | #NAME? | 40 | #NAME? | 12 | 20% | 0.48 | #NAME? | #NAME? | #NAME? | Air | R | Later | 0 |  | NA | NA |  | NA | NA | NA | NA | NA | NA | NA | NA | NA | NA | NA | Later
XCUE1 | XCOR | 1 | DUMP | N | B | NA | I | 1e-06 | 1 | 0 | 100 | 1000 | NA | NA | NA | 10 | 10 | 10 | 0 | 0 | 0 | #NAME? | 2/C | #NAME? | 500 | #NAME? | #NAME? | Later | 3.1 | Later | N | 1 | B | #NAME? | NA | #NAME? | 10 | #NAME? | 40 | #NAME? | 12 | 20% | 0.48 | #NAME? | #NAME? | #NAME? | Air | R | Later | 0 |  | NA | NA |  | NA | NA | NA | NA | NA | NA | NA | NA | NA | NA | NA | Later
QUE2 | QUAD | 1 | DUMP | MD | U | NA | I | 1e-06 | 1 | 0 | 250 | 5000 | NA | NA | NA | 50 | 50 | 50 | 0 | 0 | 0 | #NAME? | 1/C | #NAME? | 500 | #NAME? | #NAME? | Later | 3.1 | Later | N | 1 | U | #NAME? | NA | #NAME? | 50 | #NAME? | 80 | #NAME? | 60 | 20% | 4.8 | #NAME? | #NAME? | Intermediate | Air | R | Later | 1 |  | 2 | #NAME? |  | Later | Later | Later | Later | Later | Later | #NAME? | #NAME? | #NAME? | #NAME? | #NAME? | Later
BYD1, BYD2, BYD3 | BEND | 3 | DUMP | N | U | NA | S | 1e-06 | 0.014938 | 0 | 50 | 50 | NA | NA | NA | 4.81 | 14.43 | 322 | 0 | 0 | 0 | #NAME? | 1/C | #NAME? | 500 | #NAME? | #NAME? | Later | 3.1 | Later | N | 1 | U | #NAME? | NA | #NAME? | 322 | #NAME? | 25 | #NAME? | 375 | 16.46% | 9.375 | #NAME? | #NAME? | Intermediate | Air | R | Later | 1 |  | 2 | #NAME? |  | Later | Later | Later | Later | Later | Later | #NAME? | #NAME? | #NAME? | #NAME? | #NAME? | Later
YCD3 | YCOR | 1 | DUMP | N | B | NA | I | 1e-06 | 1 | 0 | 100 | 1000 | NA | NA | NA | 10 | 10 | 10 | 0 | 0 | 0 | #NAME? | 2/C | #NAME? | 500 | #NAME? | #NAME? | Later | 3.1 | Later | N | 1 | B | #NAME? | NA | #NAME? | 10 | #NAME? | 40 | #NAME? | 12 | 20% | 0.48 | #NAME? | #NAME? | #NAME? | Air | R | Later | 0 |  | NA | NA |  | NA | NA | NA | NA | NA | NA | NA | NA | NA | NA | NA | Later
YCDD | YCOR | 1 | DUMP | N | B | NA | I | 1e-06 | 1 | 0 | 100 | 1000 | NA | NA | NA | 10 | 10 | 10 | 0 | 0 | 0 | #NAME? | 2/C | #NAME? | 500 | #NAME? | #NAME? | Later | 3.1 | Later | N | 1 | B | #NAME? | NA | #NAME? | 10 | #NAME? | 40 | #NAME? | 12 | 20% | 0.48 | #NAME? | #NAME? | #NAME? | Air | R | Later | 0 |  | NA | NA |  | NA | NA | NA | NA | NA | NA | NA | NA | NA | NA | NA | Later
QDMP1, QDMP2 | QUAD | 2 | DUMP | MD | U | NA | S | 1e-06 | 1 | 0 | 1000 | 1000 | NA | NA | NA | 50 | 100 | 50 | 0 | 0 | 0 | #NAME? | 1/C | #NAME? | 500 | #NAME? | #NAME? | Later | 3.1 | Later | N | 1 | U | #NAME? | NA | #NAME? | 50 | #NAME? | 160 | #NAME? | 60 | 20% | 9.6 | #NAME? | #NAME? | Intermediate | Air | R | Later | 1 |  | 2 | #NAME? |  | Later | Later | Later | Later | Later | Later | #NAME? | #NAME? | #NAME? | #NAME? | #NAME? | Later
XCDD | XCOR | 1 | DUMP | N | B | NA | I | 1e-06 | 1 | 0 | 100 | 1000 | NA | NA | NA | 10 | 10 | 10 | 0 | 0 | 0 | #NAME? | 2/C | #NAME? | 500 | #NAME? | #NAME? | Later | 3.1 | Later | N | 1 | B | #NAME? | NA | #NAME? | 10 | #NAME? | 40 | #NAME? | 12 | 20% | 0.48 | #NAME? | #NAME? | #NAME? | Air | R | Later | 0 |  | NA | NA |  | NA | NA | NA | NA | NA | NA | NA | NA | NA | NA | NA | Later
XCD3 | XCOR | 1 | DUMP | N | B | NA | I | 1e-06 | 1 | 0 | 100 | 1000 | NA | NA | NA | 10 | 10 | 10 | 0 | 0 | 0 | #NAME? | 2/C | #NAME? | 500 | #NAME? | #NAME? | Later | 3.1 | Later | N | 1 | B | #NAME? | NA | #NAME? | 10 | #NAME? | 40 | #NAME? | 12 | 20% | 0.48 | #NAME? | #NAME? | #NAME? | Air | R | Later | 0 |  | NA | NA |  | NA | NA | NA | NA | NA | NA | NA | NA | NA | NA | NA | Later
MUSPLR | Later | 1 | DUMP | N | U | NA | I | 1e-06 | 0.5 | 0 | Later | Later | NA | NA | NA | 50 | 50 | 100 | 0 | 0 | 0 | #NAME? | 1/C | #NAME? | 500 | #NAME? | #NAME? | Later | 3.1 | Later | N | 1 | U | #NAME? | NA | #NAME? | 100 | #NAME? | 80 | #NAME? | 125 | 25% | 10 | #NAME? | #NAME? | Intermediate | Air | R | Later | 1 |  | 2 | #NAME? |  | Later | Later | Later | Later | Later | Later | #NAME? | #NAME? | #NAME? | #NAME? | #NAME? | Later

## Lookup Tables
Multiconductor cables
| 90C Cu Multicond Cable |  |  | 90C Cu 1/C Cable |  |  | 75C Tinned Cu |  | Transductor |  | Power Supply |  |  | CB Ratings
NEC Article 318-11(a) for cables in cable trays. | NEC 310-16 |  |  | NEC 310-17 |  |  | NEC Chap 9, Table 8 |  | Sizes |  | Vin, Phase & Power Density |  |  | NEC
|  | Conductor | AWG |  | Conductor | NEC | NEC | Ohms/ |  |  | Vs Po |  |  | 240-6(a)
Multiconductor cables <#1/0 AWG use Table 310-16. | Amps | Diameter | Size | Amps | Diameter | Size | Size | 1000 ft | PS Io | XDCR |  |  |  | PS | Trip
| 0 | 0.073 | #12 | 0 | 0.073 | #14 | #16 | 5.29 | Amps | Amps | KW | Volts | Phases | Amps | Amps
Cable quantity derating factors only apply to multiconductor | 25 | 0.073 | #12 | 10 | 0.073 | #14 | #14 | 3.26 | 0 | 0 | 0 | 208 | 1
cables of more than 3 current currying conductors. | 30 | 0.092 | #12 | 20 | 0.073 | #14 | #12 | 2.05 | 150 | 150 | 3 | 208 | 1
| 40 | 0.116 | #10 | 30 | 0.092 | #12 | #10 | 1.29 | 300 | 600 | 5 | 208 | 3 | 0 | 15
Use ambient derating factor of 0.87 for max 110F ambient. | 55 | 0.146 | #8 | 55 | 0.116 | #10 | #8 | 0.809 | 600 | 600 | 9.9 | 480 | 3 | 15 | 20
| 75 | 0.184 | #6 | 80 | 0.146 | #8 | #6 | 0.51 | 1000 | 1000 | 15 | 480 | 3 | 20 | 25
| 95 | 0.232 | #4 | 105 | 0.184 | #6 | #4 | 0.321 | 2000 | 2000 | 20 | 480 | 3 | 25 | 30
Single conductor cables | 110 | 0.26 | #3 | 140 | 0.232 | #4 | #3 | 0.254 | 3000 | 3000 | 100 | 480 | 3 | 30 | 35
| 130 | 0.292 | #2 | 165 | 0.26 | #3 | #2 | 0.201 |  |  | 2400 | 480 | 3 | 35 | 40
NEC Article 318-11(b) for cables in cable trays. | 150 | 0.332 | #1 | 190 | 0.292 | #2 | #1 | 0.16 |  |  | 4000 | 480 | 3 | 40 | 45
| 170 | 0.373 | #1/0 | 220 | 0.332 | #1 | #1/0 | 0.127 | [5 empty] | 45 | 50
Single conductor cables =>#1/0 AWG use Table 310-17and | 195 | 0.419 | #2/0 | 260 | 0.373 | #1/0 | #2/0 | 0.101 | [5 empty] | 50 | 60
| 225 | 0.47 | #3/0 | 300 | 0.419 | #2/0 | #3/0 | 0.0797 | [5 empty] | 60 | 70
(1) => 600kcmil, 75% of basic ampacity. | 260 | 0.528 | #4/0 | 350 | 0.47 | #3/0 | #4/0 | 0.0626 | [5 empty] | 70 | 80
| 290 | 0.575 | #250 | 405 | 0.528 | #4/0 | #250 | 0.0535 | [5 empty] | 80 | 90
(2) #1/0 through 500kcmil use 65% of basic amapcity. | 320 | 0.63 | #300 | 455 | 0.575 | #250 | #300 | 0.0446 | [5 empty] | 90 | 100
| 350 | 0.681 | #350 | 505 | 0.63 | #300 | #350 | 0.0382 | [5 empty] | 100 | 110
Use ambient derating factor of 0.87 for max 110F ambient. | 365 | 0.703 | #373 | 570 | 0.681 | #350 | #373 | 0.0359 | [5 empty] | 110 | 125
| 380 | 0.728 | #400 | 591 | 0.703 | #373 | #400 | 0.0331 | [5 empty] | 125 | 150
| 430 | 0.813 | #500 | 615 | 0.728 | #500 | #500 | 0.0265 | [5 empty] | 150 | 175
| 475 | 0.893 | #600 | 700 | 0.813 | #500 | #535 | 0.0265 | [5 empty] | 175 | 200
| 520 | 0.964 | #700 | 780 | 0.893 | #600 | #600 | 0.0223 | [5 empty] | 200 | 225
| 535 | 0.998 | #750 | 810 | 1.056 | 2-#4/0 | #700 | 0.0189 | [5 empty] | 225 | 250
| 555 | 1.03 | #800 | 910 | 1.15 | 2-#250 | #750 | 0.0176 | [5 empty] | 250 | 300
| 585 | 1.09 | #900 | 855 | 0.964 | #700 | #800 | 0.0166 | [5 empty] | 300 | 350
| 615 | 1.15 | #1000 | 885 | 0.998 | #750 | #900 | 0.0147 | [5 empty] | 350 | 400
| 665 | 1.29 | #1250 | 920 | 1.03 | #800 | #1000 | 0.0132 | [5 empty] | 400 | 450
| 705 | 1.41 | #1500 | 985 | 1.09 | #900 | #1250 | 0.0106 | [5 empty] | 450 | 500
| 735 | 1.52 | #1750 | 1055 | 1.15 | #1000 | #1500 | 0.00883 | [5 empty] | 500 | 600
| 750 | 1.63 | #2000 | 1200 | 1.29 | #1250 | #1750 | 0.00756 | [5 empty] | 600 | 700
|  |  |  | 1325 | 1.41 | #1500 | #2000 | 0.00662 | [5 empty] | 700 | 800
|  |  |  | 1445 | 1.52 | #1750 | 2-#4/0 | 0.0313 | [5 empty] | 800 | 1000
|  |  |  | 1560 | 1.63 | #2000 | 2-#250 | 0.02675 | [5 empty] | 1000 | 1200
|  |  |  | 1600 |  | 2-#600 | 2-#500 | 0.01325 | [5 empty] | 1200 | 1600
|  |  |  | 1700 |  | 2-#700 | 1"AL | 0.03 | [5 empty] | 1600 | 2000
|  |  |  | 1840 |  | 2-#800 | 2-1"AL | 0.015 | [5 empty] | 2000 | 2500
|  |  |  | 1970 |  | 2-#900 | [7 empty] | 2500 | 3000
[14 empty] | 3000 | 4000
[14 empty] | 4000 | 5000
[14 empty] | 5000 | 6000
6000